## Site Master
POWERED-LAND DATA CENTER SITE MASTER - FORMER BITCOIN MINERS ¦ v3, updated 8-Sep-2026
SOURCING: company press releases and company websites are PRIMARY; SEC filings corroborate. Every source cell is a live hyperlink. STRUCTURAL CHANGE IN v2: 'Grid-Approved / Secured', 'GRID-ENERGIZED' and 'LIVE IT LOAD' are now three separate columns. v1 conflated them, which is what produced the IREN Sweetwater 1 error - the site's full 1,400 MW grid connection was energized on 1-May-2026 while live IT load remained zero. Do not compare the three columns across issuers without reading the definitions. Cells reading 'Not disclosed in official sources reviewed' mean exactly that; no figure has been inferred or derived. SOURCE CELLS: where a figure rests on more than one document, each citation is numbered on its own line inside the cell. Excel permits only one hyperlink per cell, so the cell itself opens source 1; every source is individually clickable on the Source Log tab.
Company | Ticker | Site | Ownership / Land Tenure | Source: Ownership | Location | Source: Location | Grid Operator / Market | Source: Grid | Utility / Transmission Provider | Source: Utility | Grid-Approved / Secured Capacity (MW) | Source: Approved MW | GRID-ENERGIZED (MW) | Source: Energized MW | LIVE IT LOAD (MW) | Source: Live IT Load | Contracted Critical IT (MW) | Source: Contracted | Expansion Potential (MW) | Source: Expansion | Buildout Timeline by Year | Source: Timeline | Grid Approval Status / Stage | Source: Approval Status | Anchor Tenant / Offtake | Source: Tenant | Verification | Analyst Notes
Applied Digital | APLD | Delta Forge 1 | NOT DISCLOSED - the first phase comprises two 150 MW buildings on approximately 500 acres outside Alexandria, Louisiana, but tenure is not stated | 1) Applied Digital press release, 'Applied Digital Breaks Ground on Delta Forge 1, a 430 MW AI Factory Campus in a Southern U.S. State', 22-Jan-2026. 2) Applied Digital Corp. Form 10-K FY2026 (FYE 31-May-2026), Item 1 Business - HPC Hosting, Contracted Lease Portfolio, Site and Power Pipeline. (Excel permits one link per cell - this cell opens source 1; every source above is individually clickable on the Source Log tab.) | Outside Alexandria, Rapides Parish, LOUISIANA - first phase comprises two 150 MW buildings on approx. 500 acres | Applied Digital press release, 'Applied Digital Breaks Ground on Delta Forge 1, a 430 MW AI Factory Campus in a Southern U.S. State', 22-Jan-2026. | MISO (analyst mapping - Louisiana) | n/a - no official disclosure located | Not disclosed in official sources reviewed | n/a - no official disclosure located | 430 MW AI factory campus supporting 300 MW of critical IT load | Applied Digital press release, 'Applied Digital Breaks Ground on Delta Forge 1, a 430 MW AI Factory Campus in a Southern U.S. State', 22-Jan-2026. | 0 MW | Applied Digital press release, 'Applied Digital Breaks Ground on Delta Forge 1, a 430 MW AI Factory Campus in a Southern U.S. State', 22-Jan-2026. | 0 MW | Applied Digital press release, 'Applied Digital Breaks Ground on Delta Forge 1, a 430 MW AI Factory Campus in a Southern U.S. State', 22-Jan-2026. | 300 MW critical IT across two approx. 15-year leases with a US-based high investment-grade hyperscaler; approx. $7.5bn contracted revenue | 1) Applied Digital press release, 'Applied Digital Announces New U.S. Based High Investment-Grade Hyperscaler Tenant at Delta Forge 1, a 430 MW AI Factory Campus', 23-Apr-2026. 2) Applied Digital Corp. Form 10-K FY2026 (FYE 31-May-2026), Item 1 Business - HPC Hosting, Contracted Lease Portfolio, Site and Power Pipeline. (Excel permits one link per cell - this cell opens source 1; every source above is individually clickable on the Source Log tab.) | Gross-to-critical ratio of approx. 1.43x | Applied Digital press release, 'Applied Digital Breaks Ground on Delta Forge 1, a 430 MW AI Factory Campus in a Southern U.S. State', 22-Jan-2026. | 22-Jan-2026: groundbreaking. 23-Apr-2026: two leases executed. Mid-2027: initial operations anticipated. Delivery 1H CY2027 to 1H CY2028 | 1) Applied Digital press release, 'Applied Digital Breaks Ground on Delta Forge 1, a 430 MW AI Factory Campus in a Southern U.S. State', 22-Jan-2026. 2) Applied Digital press release, 'Applied Digital Announces New U.S. Based High Investment-Grade Hyperscaler Tenant at Delta Forge 1, a 430 MW AI Factory Campus', 23-Apr-2026. (Excel permits one link per cell - this cell opens source 1; every source above is individually clickable on the Source Log tab.) | Not disclosed in official sources reviewed | n/a - no official disclosure located | Unnamed US-based high investment-grade hyperscaler | Applied Digital press release, 'Applied Digital Announces New U.S. Based High Investment-Grade Hyperscaler Tenant at Delta Forge 1, a 430 MW AI Factory Campus', 23-Apr-2026. | Verified - company press release | CORRECTION vs prior version, which recorded the location as not disclosed. APLD's own press releases place Delta Forge 1 outside Alexandria, Louisiana and size the campus at 430 MW.
Applied Digital | APLD | Delta Forge 2 | NOT DISCLOSED at site level - Applied Digital states only that each contracted megawatt is 'backed by land under our control and/or an executed utility power agreement', without distinguishing ownership from control | Applied Digital Corp. Form 10-K FY2026 (FYE 31-May-2026), Item 1 Business - HPC Hosting, Contracted Lease Portfolio, Site and Power Pipeline. | Southern region - specific location not disclosed | Applied Digital Corp. Form 10-K FY2026 (FYE 31-May-2026), Item 1 Business - HPC Hosting, Contracted Lease Portfolio, Site and Power Pipeline. | Not disclosed in official sources reviewed | n/a - no official disclosure located | Not disclosed in official sources reviewed | n/a - no official disclosure located | Not disclosed in official sources reviewed - 210 MW critical IT contracted | Applied Digital Corp. Form 10-K FY2026 (FYE 31-May-2026), Item 1 Business - HPC Hosting, Contracted Lease Portfolio, Site and Power Pipeline. | 0 MW | Applied Digital Corp. Form 10-K FY2026 (FYE 31-May-2026), Item 1 Business - HPC Hosting, Contracted Lease Portfolio, Site and Power Pipeline. | 0 MW - single building under construction | Applied Digital Corp. Form 10-K FY2026 (FYE 31-May-2026), Item 1 Business - HPC Hosting, Contracted Lease Portfolio, Site and Power Pipeline. | 210 MW critical IT fully contracted under an approx. 15-year lease with three five-year renewal options; approx. $5.2bn contracted revenue | Applied Digital Corp. Form 10-K FY2026 (FYE 31-May-2026), Item 1 Business - HPC Hosting, Contracted Lease Portfolio, Site and Power Pipeline. | Not disclosed in official sources reviewed | n/a - no official disclosure located | 1H CY2028: expected delivery | Applied Digital Corp. Form 10-K FY2026 (FYE 31-May-2026), Item 1 Business - HPC Hosting, Contracted Lease Portfolio, Site and Power Pipeline. | Not disclosed in official sources reviewed | n/a - no official disclosure located | Unnamed high investment-grade hyperscaler | Applied Digital Corp. Form 10-K FY2026 (FYE 31-May-2026), Item 1 Business - HPC Hosting, Contracted Lease Portfolio, Site and Power Pipeline. | Verified - SEC filing / 8-K exhibit
Applied Digital | APLD | Pipeline (unnamed sites) | NOT DISCLOSED at site level - Applied Digital states only that each contracted megawatt is 'backed by land under our control and/or an executed utility power agreement', without distinguishing ownership from control | Applied Digital Corp. Form 10-K FY2026 (FYE 31-May-2026), Item 1 Business - HPC Hosting, Contracted Lease Portfolio, Site and Power Pipeline. | Multiple states - not specified | Applied Digital Corp. Form 10-K FY2026 (FYE 31-May-2026), Item 1 Business - HPC Hosting, Contracted Lease Portfolio, Site and Power Pipeline. | Not disclosed in official sources reviewed | n/a - no official disclosure located | Not disclosed in official sources reviewed | n/a - no official disclosure located | Active pipeline of over 3 GW of utility (gross) power; extended pipeline of more than 5 GW in earlier-stage discussion or diligence | Applied Digital Corp. Form 10-K FY2026 (FYE 31-May-2026), Item 1 Business - HPC Hosting, Contracted Lease Portfolio, Site and Power Pipeline. | 0 MW | Applied Digital Corp. Form 10-K FY2026 (FYE 31-May-2026), Item 1 Business - HPC Hosting, Contracted Lease Portfolio, Site and Power Pipeline. | 0 MW | Applied Digital Corp. Form 10-K FY2026 (FYE 31-May-2026), Item 1 Business - HPC Hosting, Contracted Lease Portfolio, Site and Power Pipeline. | 0 MW - uncontracted | Applied Digital Corp. Form 10-K FY2026 (FYE 31-May-2026), Item 1 Business - HPC Hosting, Contracted Lease Portfolio, Site and Power Pipeline. | Certain active-pipeline sites are scalable to 1 GW or more, plus approx. 1.2 GW of front-of-the-meter natural gas generation being pursued in the Dakotas with Base Electron Corporation | Applied Digital Corp. Form 10-K FY2026 (FYE 31-May-2026), Item 1 Business - HPC Hosting, Contracted Lease Portfolio, Site and Power Pipeline. | Batch 1 style expansion, not time-bound | Applied Digital Corp. Form 10-K FY2026 (FYE 31-May-2026), Item 1 Business - HPC Hosting, Contracted Lease Portfolio, Site and Power Pipeline. | Not disclosed in official sources reviewed | n/a - no official disclosure located | None - uncontracted | Applied Digital Corp. Form 10-K FY2026 (FYE 31-May-2026), Item 1 Business - HPC Hosting, Contracted Lease Portfolio, Site and Power Pipeline. | Verified - SEC filing / 8-K exhibit | As at 31-May-2026 APLD had approx. 1,410 MW of contracted critical IT across five campuses, approx. $36.2bn of total contracted revenue. The 20-May-2026 release put contracted capacity at 1,200 MW across four campuses with 65% backed by investment-grade hyperscalers, before Delta Forge 2.
Applied Digital | APLD | Polaris Forge 1 | NOT DISCLOSED at site level - Applied Digital states only that each contracted megawatt is 'backed by land under our control and/or an executed utility power agreement', without distinguishing ownership from control | Applied Digital Corp. Form 10-K FY2026 (FYE 31-May-2026), Item 1 Business - HPC Hosting, Contracted Lease Portfolio, Site and Power Pipeline. | Ellendale, Dickey County, North Dakota | Applied Digital Corp. Form 10-K FY2026 (FYE 31-May-2026), Item 1 Business - HPC Hosting, Contracted Lease Portfolio, Site and Power Pipeline. | MISO (analyst mapping - not stated by the company) | n/a - no official disclosure located | Not disclosed in official sources reviewed | n/a - no official disclosure located | Not disclosed in official sources reviewed - gross utility MW not disclosed for this campus; 400 MW of critical IT is contracted | Applied Digital Corp. Form 10-K FY2026 (FYE 31-May-2026), Item 1 Business - HPC Hosting, Contracted Lease Portfolio, Site and Power Pipeline. | Building 1 energized Oct-2025 | Applied Digital Corp. Form 10-K FY2026 (FYE 31-May-2026), Item 1 Business - HPC Hosting, Contracted Lease Portfolio, Site and Power Pipeline. | approx. 100 MW critical IT operating and revenue-generating as at 31-May-2026; Building 2 partially operational | Applied Digital Corp. Form 10-K FY2026 (FYE 31-May-2026), Item 1 Business - HPC Hosting, Contracted Lease Portfolio, Site and Power Pipeline. | 400 MW critical IT to CoreWeave across three leases (ELN-02, ELN-03 and the Building 4 lease); approx. $11.0bn contracted revenue over the 15-year base term | Applied Digital Corp. Form 10-K FY2026 (FYE 31-May-2026), Item 1 Business - HPC Hosting, Contracted Lease Portfolio, Site and Power Pipeline. | Not disclosed in official sources reviewed | n/a - no official disclosure located | Oct-2025: Building 1 (approx. 100 MW) operational. Building 2 (+150 MW) partially operational. CY2027: Building 3 (approx. 150 MW) ready for service. Lease delivery window 2H25-1H27 | Applied Digital Corp. Form 10-K FY2026 (FYE 31-May-2026), Item 1 Business - HPC Hosting, Contracted Lease Portfolio, Site and Power Pipeline. | Not disclosed in official sources reviewed - no interconnection stage disclosed | n/a - no official disclosure located | CoreWeave, Inc. (leases amended and assigned to CoreWeave Compute Acquisition Co. VIII, LLC on 30-Mar-2026) | Applied Digital Corp. Form 10-K FY2026 (FYE 31-May-2026), Item 1 Business - HPC Hosting, Contracted Lease Portfolio, Site and Power Pipeline. | Verified - SEC filing / 8-K exhibit | Only APLD campus with live revenue-generating load.
Applied Digital | APLD | Polaris Forge 2 | NOT DISCLOSED at site level - Applied Digital states only that each contracted megawatt is 'backed by land under our control and/or an executed utility power agreement', without distinguishing ownership from control | Applied Digital Corp. Form 10-K FY2026 (FYE 31-May-2026), Item 1 Business - HPC Hosting, Contracted Lease Portfolio, Site and Power Pipeline. | Near Harwood, Cass County, North Dakota | Applied Digital press release, 'Applied Digital to Break Ground on $3 Billion Polaris Forge 2 Campus in September 2025', 18-Aug-2025. | MISO (analyst mapping) | n/a - no official disclosure located | Not disclosed in official sources reviewed | n/a - no official disclosure located | Not disclosed in official sources reviewed - 200 MW critical IT contracted | Applied Digital Corp. Form 10-K FY2026 (FYE 31-May-2026), Item 1 Business - HPC Hosting, Contracted Lease Portfolio, Site and Power Pipeline. | 0 MW | Applied Digital Corp. Form 10-K FY2026 (FYE 31-May-2026), Item 1 Business - HPC Hosting, Contracted Lease Portfolio, Site and Power Pipeline. | 0 MW | Applied Digital Corp. Form 10-K FY2026 (FYE 31-May-2026), Item 1 Business - HPC Hosting, Contracted Lease Portfolio, Site and Power Pipeline. | 200 MW critical IT under an approx. 15-year lease with a US-based investment-grade hyperscaler; approx. $5.0bn contracted revenue | Applied Digital Corp. Form 10-K FY2026 (FYE 31-May-2026), Item 1 Business - HPC Hosting, Contracted Lease Portfolio, Site and Power Pipeline. | Not disclosed in official sources reviewed | n/a - no official disclosure located | 18-Aug-2025: groundbreaking on the $3bn campus. 22-Oct-2025: lease executed. 2H CY2026: initial capacity. Early CY2027: full capacity | 1) Applied Digital press release, 'Applied Digital to Break Ground on $3 Billion Polaris Forge 2 Campus in September 2025', 18-Aug-2025. 2) Applied Digital Corp. Form 10-K FY2026 (FYE 31-May-2026), Item 1 Business - HPC Hosting, Contracted Lease Portfolio, Site and Power Pipeline. (Excel permits one link per cell - this cell opens source 1; every source above is individually clickable on the Source Log tab.) | Not disclosed in official sources reviewed | n/a - no official disclosure located | Unnamed US-based investment-grade hyperscaler | Applied Digital Corp. Form 10-K FY2026 (FYE 31-May-2026), Item 1 Business - HPC Hosting, Contracted Lease Portfolio, Site and Power Pipeline. | Verified - company press release | This lease carries two five-year renewal options versus three for the other campuses.
Applied Digital | APLD | Polaris Forge 3 | NOT DISCLOSED at site level - Applied Digital states only that each contracted megawatt is 'backed by land under our control and/or an executed utility power agreement', without distinguishing ownership from control | Applied Digital Corp. Form 10-K FY2026 (FYE 31-May-2026), Item 1 Business - HPC Hosting, Contracted Lease Portfolio, Site and Power Pipeline. | Northern United States region - specific location not disclosed | Applied Digital press release, 'Applied Digital Reaches Significant Milestone, Surpassing 1 GW of Contracted Capacity with U.S. Based High Investment-Grade Hyperscaler Lease at Fourth Campus, Polaris Forge 3', 20-May-2026. | Not disclosed in official sources reviewed | n/a - no official disclosure located | Not disclosed in official sources reviewed | n/a - no official disclosure located | approx. 430 MW of grid-connected utility power supporting 300 MW of critical IT load | Applied Digital press release, 'Applied Digital Reaches Significant Milestone, Surpassing 1 GW of Contracted Capacity with U.S. Based High Investment-Grade Hyperscaler Lease at Fourth Campus, Polaris Forge 3', 20-May-2026. | 0 MW | Applied Digital press release, 'Applied Digital Reaches Significant Milestone, Surpassing 1 GW of Contracted Capacity with U.S. Based High Investment-Grade Hyperscaler Lease at Fourth Campus, Polaris Forge 3', 20-May-2026. | 0 MW | Applied Digital press release, 'Applied Digital Reaches Significant Milestone, Surpassing 1 GW of Contracted Capacity with U.S. Based High Investment-Grade Hyperscaler Lease at Fourth Campus, Polaris Forge 3', 20-May-2026. | 300 MW critical IT across two approx. 15-year take-or-pay leases with a US-based high investment-grade hyperscaler; approx. $7.5bn total contracted value | Applied Digital press release, 'Applied Digital Reaches Significant Milestone, Surpassing 1 GW of Contracted Capacity with U.S. Based High Investment-Grade Hyperscaler Lease at Fourth Campus, Polaris Forge 3', 20-May-2026. | Gross-to-critical ratio of approx. 1.43x (430 MW utility to 300 MW critical IT) | Applied Digital press release, 'Applied Digital Reaches Significant Milestone, Surpassing 1 GW of Contracted Capacity with U.S. Based High Investment-Grade Hyperscaler Lease at Fourth Campus, Polaris Forge 3', 20-May-2026. | 20-May-2026: lease announced, taking APLD past 1 GW of contracted capacity. Aug-2027: operations expected to begin. Delivery 2H CY2027 to 2H CY2028 | 1) Applied Digital press release, 'Applied Digital Reaches Significant Milestone, Surpassing 1 GW of Contracted Capacity with U.S. Based High Investment-Grade Hyperscaler Lease at Fourth Campus, Polaris Forge 3', 20-May-2026. 2) Applied Digital Corp. Form 10-K FY2026 (FYE 31-May-2026), Item 1 Business - HPC Hosting, Contracted Lease Portfolio, Site and Power Pipeline. (Excel permits one link per cell - this cell opens source 1; every source above is individually clickable on the Source Log tab.) | Not disclosed in official sources reviewed | n/a - no official disclosure located | Unnamed US-based high investment-grade hyperscaler - APLD's second lease with this counterparty after Delta Forge 1 | Applied Digital press release, 'Applied Digital Reaches Significant Milestone, Surpassing 1 GW of Contracted Capacity with U.S. Based High Investment-Grade Hyperscaler Lease at Fourth Campus, Polaris Forge 3', 20-May-2026. | Verified - company press release | CORRECTION vs prior version, which recorded gross MW as not disclosed. The 20-May-2026 press release discloses approx. 430 MW of grid-connected utility power behind 300 MW of critical IT - APLD does publish the gross figure in press releases even though the 10-K reports critical IT only.
Bitdeer | BTDR | Clarington | NOT DISCLOSED - 570 MW is under contract with the local utility; land tenure not stated. Note that litigation by a neighbouring landowner may affect timing | Bitdeer Technologies Group monthly Production and Operations Updates (furnished to the SEC on Form 6-K and posted to the IR site), Sep-2025 through Mar-2026. | Clarington, Monroe County, Ohio | Bitdeer Technologies Group monthly Production and Operations Updates (furnished to the SEC on Form 6-K and posted to the IR site), Sep-2025 through Mar-2026. | PJM (analyst mapping) | n/a - no official disclosure located | Local utility - not named in the cited disclosures | Bitdeer Technologies Group monthly Production and Operations Updates (furnished to the SEC on Form 6-K and posted to the IR site), Sep-2025 through Mar-2026. | 570 MW under contract with the local utility | Bitdeer Technologies Group monthly Production and Operations Updates (furnished to the SEC on Form 6-K and posted to the IR site), Sep-2025 through Mar-2026. | 0 MW | Bitdeer Technologies Group monthly Production and Operations Updates (furnished to the SEC on Form 6-K and posted to the IR site), Sep-2025 through Mar-2026. | 0 MW | Bitdeer Technologies Group monthly Production and Operations Updates (furnished to the SEC on Form 6-K and posted to the IR site), Sep-2025 through Mar-2026. | Not disclosed in official sources reviewed | n/a - no official disclosure located | Not disclosed in official sources reviewed | n/a - no official disclosure located | End Q3 CY2026: power availability targeted. Q2 CY2027: power and data center infrastructure to be completed. TIMING RISK: the timing of power availability and construction may be affected by ongoing legal proceedings filed by a neighbouring company, American Heavy Plate Solutions, LLC. Design and preparation work continues | Bitdeer Technologies Group monthly Production and Operations Updates (furnished to the SEC on Form 6-K and posted to the IR site), Sep-2025 through Mar-2026. | UNDER CONTRACT WITH LOCAL UTILITY - no interconnection approval stage disclosed; timeline subject to litigation risk | Bitdeer Technologies Group monthly Production and Operations Updates (furnished to the SEC on Form 6-K and posted to the IR site), Sep-2025 through Mar-2026. | Not disclosed in official sources reviewed | n/a - no official disclosure located | Verified - company press release | NEW RISK DISCLOSURE not in the prior version: litigation by a neighbouring landowner, American Heavy Plate Solutions LLC, may affect power availability and construction timing at Bitdeer's largest US development block.
Bitdeer | BTDR | Knoxville and Wenatchee | NOT DISCLOSED - tenure not stated in the sources reviewed | n/a - no official disclosure located | Knoxville, Tennessee and Wenatchee, Washington | Bitdeer Technologies Group Form 20-F FY2025, Item 3.D Risk Factors and Item 4 Business. | TVA (Knoxville) and BPA / WECC (Wenatchee) - analyst mapping | n/a - no official disclosure located | Not disclosed in official sources reviewed | n/a - no official disclosure located | Not disclosed in official sources reviewed - MW not stated in the passages reviewed | Bitdeer Technologies Group Form 20-F FY2025, Item 3.D Risk Factors and Item 4 Business. | Not disclosed in official sources reviewed | n/a - no official disclosure located | Not disclosed in official sources reviewed | n/a - no official disclosure located | Not disclosed in official sources reviewed | n/a - no official disclosure located | Not disclosed in official sources reviewed | n/a - no official disclosure located | Conversion from bitcoin mining data centers into AI data centers initiated; timeline not disclosed | Bitdeer Technologies Group Form 20-F FY2025, Item 3.D Risk Factors and Item 4 Business. | Not disclosed in official sources reviewed | n/a - no official disclosure located | Not disclosed in official sources reviewed | n/a - no official disclosure located | Verified - SEC filing / 8-K exhibit | The 20-F names Tydal, Knoxville and Wenatchee as sites where AI conversion has been initiated, noting significant capital expenditure and complex engineering.
Bitdeer | BTDR | Massillon | NOT DISCLOSED - tenure not stated in the sources reviewed | n/a - no official disclosure located | Massillon, Stark County, Ohio | Bitdeer Technologies Group monthly Production and Operations Updates (furnished to the SEC on Form 6-K and posted to the IR site), Sep-2025 through Mar-2026. | PJM (analyst mapping - not stated by the company) | n/a - no official disclosure located | Not disclosed in official sources reviewed | n/a - no official disclosure located | 221 MW site | Bitdeer Technologies Group monthly Production and Operations Updates (furnished to the SEC on Form 6-K and posted to the IR site), Sep-2025 through Mar-2026. | 100 MW currently online | Bitdeer Technologies Group monthly Production and Operations Updates (furnished to the SEC on Form 6-K and posted to the IR site), Sep-2025 through Mar-2026. | 100 MW energized | Bitdeer Technologies Group monthly Production and Operations Updates (furnished to the SEC on Form 6-K and posted to the IR site), Sep-2025 through Mar-2026. | Not disclosed in official sources reviewed | n/a - no official disclosure located | Not disclosed in official sources reviewed | n/a - no official disclosure located | Remaining 95 MW expected to be energized in phases during Q1 and Q2 2026. Approx. 26 MW in two fire-damaged buildings expected to be rebuilt and energized by end-September 2026 | 1) Bitdeer Technologies Group monthly Production and Operations Updates (furnished to the SEC on Form 6-K and posted to the IR site), Sep-2025 through Mar-2026. 2) Bitdeer Technologies Group Form 20-F FY2025, Item 3.D Risk Factors and Item 4 Business. (Excel permits one link per cell - this cell opens source 1; every source above is individually clickable on the Source Log tab.) | PARTIALLY ENERGIZED - 100 MW online of a 221 MW site | Bitdeer Technologies Group monthly Production and Operations Updates (furnished to the SEC on Form 6-K and posted to the IR site), Sep-2025 through Mar-2026. | Not disclosed in official sources reviewed | n/a - no official disclosure located | Verified - company press release | UPDATED: the prior version showed only the original 21 MW / 200 MW phasing. Bitdeer's monthly operations updates now confirm 100 MW online, with 26 MW of fire-damaged capacity slipping to end-Q3 2026.
Bitdeer | BTDR | Milam County greenfield | OWNED - approximately 200 acres of greenfield land acquired 1-Sep-2026 for approximately $100 million in cash | Bitdeer announcement of the acquisition of approximately 200 acres of greenfield land in Milam County, Texas for approximately $100 million in cash, 1-Sep-2026, furnished on Form 6-K. | Milam County, Texas - approximately 200 acres of greenfield land adjacent to Bitdeer's existing Rockdale facility | Bitdeer announcement of the acquisition of approximately 200 acres of greenfield land in Milam County, Texas for approximately $100 million in cash, 1-Sep-2026, furnished on Form 6-K. | ERCOT (analyst mapping) | n/a - no official disclosure located | Not disclosed in official sources reviewed | n/a - no official disclosure located | Not disclosed in official sources reviewed - no capacity disclosed; this is a land acquisition, not a power position | Bitdeer announcement of the acquisition of approximately 200 acres of greenfield land in Milam County, Texas for approximately $100 million in cash, 1-Sep-2026, furnished on Form 6-K. | 0 MW | Bitdeer announcement of the acquisition of approximately 200 acres of greenfield land in Milam County, Texas for approximately $100 million in cash, 1-Sep-2026, furnished on Form 6-K. | 0 MW | Bitdeer announcement of the acquisition of approximately 200 acres of greenfield land in Milam County, Texas for approximately $100 million in cash, 1-Sep-2026, furnished on Form 6-K. | 0 MW - uncontracted | Bitdeer announcement of the acquisition of approximately 200 acres of greenfield land in Milam County, Texas for approximately $100 million in cash, 1-Sep-2026, furnished on Form 6-K. | Land banked adjacent to the existing 563 MW Rockdale facility to support future expansion | Bitdeer announcement of the acquisition of approximately 200 acres of greenfield land in Milam County, Texas for approximately $100 million in cash, 1-Sep-2026, furnished on Form 6-K. | 1-Sep-2026: approximately 200 acres acquired for approximately $100 million in cash | Bitdeer announcement of the acquisition of approximately 200 acres of greenfield land in Milam County, Texas for approximately $100 million in cash, 1-Sep-2026, furnished on Form 6-K. | Not disclosed in official sources reviewed - no interconnection or utility agreement disclosed | n/a - no official disclosure located | None - uncontracted | Bitdeer announcement of the acquisition of approximately 200 acres of greenfield land in Milam County, Texas for approximately $100 million in cash, 1-Sep-2026, furnished on Form 6-K. | Verified - Q2/FY26 company release | NEW SITE (v3). Land only. At approximately $500,000 per acre this is an expensive greenfield purchase, which implies Bitdeer is paying for adjacency to existing Rockdale infrastructure rather than for raw land. No megawatts have been secured.
Bitdeer | BTDR | Rockdale | NOT DISCLOSED - described as an existing 563 MW facility; tenure not stated in the sources reviewed | Bitdeer announcement of the acquisition of approximately 200 acres of greenfield land in Milam County, Texas for approximately $100 million in cash, 1-Sep-2026, furnished on Form 6-K. | Rockdale, Milam County, Texas - distinct from Riot's Rockdale facility | Bitdeer Technologies Group monthly Production and Operations Updates (furnished to the SEC on Form 6-K and posted to the IR site), Sep-2025 through Mar-2026. | ERCOT (analyst mapping) | n/a - no official disclosure located | Not disclosed in official sources reviewed | n/a - no official disclosure located | 563 MW facility. The 100 MW hydro-cooling conversion sits within this total | 1) Bitdeer announcement of the acquisition of approximately 200 acres of greenfield land in Milam County, Texas for approximately $100 million in cash, 1-Sep-2026, furnished on Form 6-K. 2) Bitdeer Technologies Group monthly Production and Operations Updates (furnished to the SEC on Form 6-K and posted to the IR site), Sep-2025 through Mar-2026. (Excel permits one link per cell - this cell opens source 1; every source above is individually clickable on the Source Log tab.) | 100 MW fully energized | Bitdeer Technologies Group monthly Production and Operations Updates (furnished to the SEC on Form 6-K and posted to the IR site), Sep-2025 through Mar-2026. | 100 MW operating | Bitdeer Technologies Group monthly Production and Operations Updates (furnished to the SEC on Form 6-K and posted to the IR site), Sep-2025 through Mar-2026. | None - self-mining | Bitdeer Technologies Group monthly Production and Operations Updates (furnished to the SEC on Form 6-K and posted to the IR site), Sep-2025 through Mar-2026. | Not disclosed in official sources reviewed | n/a - no official disclosure located | Hydro-cooling conversion fully energized during 2025 | Bitdeer Technologies Group monthly Production and Operations Updates (furnished to the SEC on Form 6-K and posted to the IR site), Sep-2025 through Mar-2026. | ENERGIZED | Bitdeer Technologies Group monthly Production and Operations Updates (furnished to the SEC on Form 6-K and posted to the IR site), Sep-2025 through Mar-2026. | Self-mining | Bitdeer Technologies Group monthly Production and Operations Updates (furnished to the SEC on Form 6-K and posted to the IR site), Sep-2025 through Mar-2026. | Verified - Q2/FY26 company release | UPDATED v3 - MATERIAL RESTATEMENT. v2 carried Rockdale at 100 MW, which was only the hydro-cooling conversion. The 1-Sep-2026 land announcement describes Rockdale as an EXISTING 563 MW FACILITY. Bitdeer has separately acquired approximately 200 acres of adjacent greenfield land in Milam County for approximately $100m.
Bitdeer | BTDR | Tydal | OWNED via corporate acquisition - Bitdeer acquired 100% of the equity of Troll Housing AS and Tydal Data Center AS, closing 15-Apr-2024 | Bitdeer Technologies Group Form 20-F FY2025, Item 3.D Risk Factors and Item 4 Business. | Tydal, Norway | Bitdeer Technologies Group Form 20-F FY2025, Item 3.D Risk Factors and Item 4 Business. | Statnett / Nordic market (analyst mapping) | n/a - no official disclosure located | Not disclosed in official sources reviewed | n/a - no official disclosure located | 175 MW | Bitdeer Technologies Group monthly Production and Operations Updates (furnished to the SEC on Form 6-K and posted to the IR site), Sep-2025 through Mar-2026. | Construction work completed | Bitdeer Technologies Group monthly Production and Operations Updates (furnished to the SEC on Form 6-K and posted to the IR site), Sep-2025 through Mar-2026. | Not disclosed in official sources reviewed | n/a - no official disclosure located | 16-YEAR AI/HPC DATA CENTER LEASE worth approximately US$4.7 BILLION at the Tydal site, presented as a landmark deal in the Q2 2026 supplemental investor presentation | 1) Bitdeer Q2 2026 supplemental investor presentation, 10-Aug-2026, furnished on Form 6-K. 2) Bitdeer press release, 'Bitdeer Reports Unaudited Financial Results for the Second Quarter Ended June 30, 2026', 10-Aug-2026. (Excel permits one link per cell - this cell opens source 1; every source above is individually clickable on the Source Log tab.) | Not disclosed in official sources reviewed | n/a - no official disclosure located | 15-Apr-2024: Norway Acquisition closed. Construction complete; conversion to an AI data center initiated. 10-AUG-2026: 16-year, approximately $4.7bn AI/HPC lease disclosed | Bitdeer Q2 2026 supplemental investor presentation, 10-Aug-2026, furnished on Form 6-K. | ENERGIZED / CONSTRUCTION COMPLETE | Bitdeer Technologies Group monthly Production and Operations Updates (furnished to the SEC on Form 6-K and posted to the IR site), Sep-2025 through Mar-2026. | Undisclosed AI/HPC tenant under a 16-year lease | Bitdeer Q2 2026 supplemental investor presentation, 10-Aug-2026, furnished on Form 6-K. | Verified - Q2/FY26 company release | UPDATED v3 - MATERIAL. v2 showed Tydal as uncontracted. Bitdeer's Q2 2026 deck discloses a 16-year, approximately $4.7bn AI/HPC lease at the site - by far the most significant contract in Bitdeer's portfolio and its first large AI anchor. The 175 MW site figure still warrants a direct read.
Cipher Digital | CIFR | Alborz, Bear and Chief (JV) | JV - joint venture with WindHQ LLC. Cipher DIVESTED A 49% STAKE in Feb-2026; before that divestment Cipher's share was approximately 59 MW of the 120 MW | 1) Cipher Digital press release, 'Cipher Digital Provides Fourth Quarter and Full Year 2025 Business Update' (rebrand; divestment of 49% of Alborz, Bear and Chief), 24-Feb-2026. 2) Cipher Mining Inc. Form 8-K Ex-99.2, Business Update Presentation, 3-Nov-2025, slides 3, 4, 6, 10, 11, 12. (Excel permits one link per cell - this cell opens source 1; every source above is individually clickable on the Source Log tab.) | Texas - joint venture with WindHQ LLC | Cipher Mining Inc. Form 8-K Ex-99.2, Business Update Presentation, 3-Nov-2025, slides 3, 4, 6, 10, 11, 12. | ERCOT | Cipher Mining Inc. Form 8-K Ex-99.2, Business Update Presentation, 3-Nov-2025, slides 3, 4, 6, 10, 11, 12. | Not disclosed in official sources reviewed | n/a - no official disclosure located | 120 MW total operating power capacity, of which Cipher owned approx. 59 MW before the divestment | Cipher Mining Inc. Form 8-K Ex-99.2, Business Update Presentation, 3-Nov-2025, slides 3, 4, 6, 10, 11, 12. | 120 MW energized | Cipher Mining Inc. Form 8-K Ex-99.2, Business Update Presentation, 3-Nov-2025, slides 3, 4, 6, 10, 11, 12. | 120 MW operating as bitcoin mining | Cipher Mining Inc. Form 8-K Ex-99.2, Business Update Presentation, 3-Nov-2025, slides 3, 4, 6, 10, 11, 12. | None - self-mining | Cipher Mining Inc. Form 8-K Ex-99.2, Business Update Presentation, 3-Nov-2025, slides 3, 4, 6, 10, 11, 12. | Not disclosed in official sources reviewed | n/a - no official disclosure located | Feb-2026: Cipher divested a 49% stake in the Alborz, Bear and Chief mining sites | Cipher Digital press release, 'Cipher Digital Provides Fourth Quarter and Full Year 2025 Business Update' (rebrand; divestment of 49% of Alborz, Bear and Chief), 24-Feb-2026. | ENERGIZED / OPERATING | Cipher Mining Inc. Form 8-K Ex-99.2, Business Update Presentation, 3-Nov-2025, slides 3, 4, 6, 10, 11, 12. | None (self-mining) | Cipher Mining Inc. Form 8-K Ex-99.2, Business Update Presentation, 3-Nov-2025, slides 3, 4, 6, 10, 11, 12. | Verified - company press release | NEW ROW. The Q4 2025 update (24-Feb-2026) discloses the 49% divestment and the rebrand from Cipher Mining to Cipher Digital. Ownership here is now materially different from the prior version of this sheet.
Cipher Digital | CIFR | Apollo | RIGHT TO OWN - an OPTION over the site was acquired in Q2 2026; approximately 288 acres. Not yet owned | Cipher Digital press release, 'Cipher Digital Provides Second Quarter 2026 Business Update', 4-Aug-2026. | Within 25 miles of San Antonio, Texas - approximately 288 acres | Cipher Digital press release, 'Cipher Digital Provides Second Quarter 2026 Business Update', 4-Aug-2026. | ERCOT | Cipher Digital press release, 'Cipher Digital Provides Second Quarter 2026 Business Update', 4-Aug-2026. | Not disclosed in official sources reviewed | n/a - no official disclosure located | Up to 900 MW under an option acquired in Q2 2026. SUBMITTED AS A STUDIED LOAD IN BATCH ZERO through ERCOT's updated process - this is a queue position, not an approval | Cipher Digital press release, 'Cipher Digital Provides Second Quarter 2026 Business Update', 4-Aug-2026. | 0 MW | Cipher Digital press release, 'Cipher Digital Provides Second Quarter 2026 Business Update', 4-Aug-2026. | 0 MW | Cipher Digital press release, 'Cipher Digital Provides Second Quarter 2026 Business Update', 4-Aug-2026. | 0 MW - uncontracted | Cipher Digital press release, 'Cipher Digital Provides Second Quarter 2026 Business Update', 4-Aug-2026. | Apollo took Cipher's total development pipeline to 5.3 GW ACROSS 11 SITES, with the company citing an $11.4bn contracted pipeline | Cipher Digital Q2 2026 earnings call and supplemental slides, 4-Aug-2026 - development pipeline of 5.3 GW across 11 sites. | Q2 2026: option acquired. No energization date disclosed. Batch Zero classification outcome pending | Cipher Digital press release, 'Cipher Digital Provides Second Quarter 2026 Business Update', 4-Aug-2026. | STUDIED LOAD in Batch Zero - allocation NOT predetermined. Under ERCOT's framework a studied load may receive full requested capacity, a partial allocation, or be deferred to a later batch | 1) Cipher Digital press release, 'Cipher Digital Provides Second Quarter 2026 Business Update', 4-Aug-2026. 2) ERCOT Trending Topics, 'ERCOT's New Batch Connection Process for Large Electricity Users', 18-Jun-2026. (Excel permits one link per cell - this cell opens source 1; every source above is individually clickable on the Source Log tab.) | None - uncontracted | Cipher Digital press release, 'Cipher Digital Provides Second Quarter 2026 Business Update', 4-Aug-2026. | Verified - Q2/FY26 company release | NEW SITE (v3). Notable for confirming that Batch Zero submissions did proceed and that companies are now disclosing their own classifications. Cipher characterises Apollo as a STUDIED load, the middle of ERCOT's three outcomes and weaker than base load. This is an option over land plus a queue position, not committed or energized capacity. Cipher also appointed Mohamed Abouelella, previously responsible for over 5 GW of data center design at Google, as Head of Engineering, alongside Bill Blevins from ERCOT as Head of Grid Strategies.
Cipher Digital | CIFR | Barber Lake | OWNED - 250 acres owned by Cipher Barber Lake LLC, a wholly-owned subsidiary | Cipher Mining Inc. Form 10-K FY2025 (FYE 31-Dec-2025), filed 24-Feb-2026, Item 1 Business - Data Center Portfolio / Site Pipeline. | Near Colorado City, Mitchell County, Texas. 250 acres owned by Cipher Barber Lake LLC per the 10-K; 587 total acres per the Nov-2025 deck | 1) Cipher Mining Inc. Form 10-K FY2025 (FYE 31-Dec-2025), filed 24-Feb-2026, Item 1 Business - Data Center Portfolio / Site Pipeline. 2) Cipher Mining Inc. Form 8-K Ex-99.2, Business Update Presentation, 3-Nov-2025, slides 3, 4, 6, 10, 11, 12. (Excel permits one link per cell - this cell opens source 1; every source above is individually clickable on the Source Log tab.) | ERCOT | Cipher Mining Inc. Form 10-K FY2025 (FYE 31-Dec-2025), filed 24-Feb-2026, Item 1 Business - Data Center Portfolio / Site Pipeline. | Not disclosed in official sources reviewed | n/a - no official disclosure located | 300 MW - 'received approvals for 300 MW of interconnection without any restrictions on the load profile'; ERCOT market participation agreements executed | Cipher Mining Inc. Form 10-K FY2025 (FYE 31-Dec-2025), filed 24-Feb-2026, Item 1 Business - Data Center Portfolio / Site Pipeline. | 56 MW energized as at the Nov-2025 business update; energized substation on site | Cipher Mining Inc. Form 8-K Ex-99.2, Business Update Presentation, 3-Nov-2025, slides 3, 4, 6, 10, 11, 12. | TENANT IN BENEFICIAL USE. The tenant has commenced beneficial use of the facility, including partial occupancy of the building and deployment of network racks. The data center continues to progress towards completion | Cipher Digital press release, 'Cipher Digital Provides Second Quarter 2026 Business Update', 4-Aug-2026. | 244 MW gross = 168 MW critical IT to Fluidstack in Phase I (approx. $3.0bn minimum contracted revenue), plus 56 MW in Phase II. Gross-to-critical ratio 1.452x | 1) Cipher Mining Inc. Form 8-K Ex-99.2, Business Update Presentation, 3-Nov-2025, slides 3, 4, 6, 10, 11, 12. 2) Cipher Mining Inc. Form 10-K FY2025 (FYE 31-Dec-2025), filed 24-Feb-2026, Item 1 Business - Data Center Portfolio / Site Pipeline. (Excel permits one link per cell - this cell opens source 1; every source above is individually clickable on the Source Log tab.) | Signed MOU to negotiate an additional 500 MW data center adjacent to the current 300 MW site, expected to be available 2029-2030 | Cipher Mining Inc. Form 8-K Ex-99.2, Business Update Presentation, 3-Nov-2025, slides 3, 4, 6, 10, 11, 12. | 2025: construction commenced. Apr-2026: building topped out. AUG-2026: tenant commenced beneficial use with partial occupancy and network rack deployment. By 30-Sep-2026: Phase I delivery target. By 31-Jan-2027: Phase II delivery target | 1) Cipher Digital press release, 'Cipher Digital Provides Second Quarter 2026 Business Update', 4-Aug-2026. 2) Cipher Mining Inc. Form 10-K FY2025 (FYE 31-Dec-2025), filed 24-Feb-2026, Item 1 Business - Data Center Portfolio / Site Pipeline. (Excel permits one link per cell - this cell opens source 1; every source above is individually clickable on the Source Log tab.) | APPROVED - unrestricted 300 MW interconnection approval; ERCOT market agreements in place | Cipher Mining Inc. Form 10-K FY2025 (FYE 31-Dec-2025), filed 24-Feb-2026, Item 1 Business - Data Center Portfolio / Site Pipeline. | Fluidstack USA II Inc., with Google LLC backstopping certain Fluidstack obligations under a lease recognition agreement ($1.4bn backstop) | 1) Cipher Mining Inc. Form 10-K FY2025 (FYE 31-Dec-2025), filed 24-Feb-2026, Item 1 Business - Data Center Portfolio / Site Pipeline. 2) Cipher Mining Inc. Form 8-K Ex-99.2, Business Update Presentation, 3-Nov-2025, slides 3, 4, 6, 10, 11, 12. (Excel permits one link per cell - this cell opens source 1; every source above is individually clickable on the Source Log tab.) | Verified - Q2/FY26 company release | UPDATED v3. Beneficial use has begun - partial occupancy and network racks deployed - which is the step immediately before rent commencement.
Cipher Digital | CIFR | Black Pearl | OWNED - approximately 75 acres owned by a wholly-owned Cipher subsidiary | Cipher Mining Inc. Form 10-K FY2025 (FYE 31-Dec-2025), filed 24-Feb-2026, Item 1 Business - Data Center Portfolio / Site Pipeline. | Near Wink, Winkler County, Texas - approx. 75 acres | Cipher Mining Inc. Form 10-K FY2025 (FYE 31-Dec-2025), filed 24-Feb-2026, Item 1 Business - Data Center Portfolio / Site Pipeline. | ERCOT | Cipher Mining Inc. Form 10-K FY2025 (FYE 31-Dec-2025), filed 24-Feb-2026, Item 1 Business - Data Center Portfolio / Site Pipeline. | Not disclosed in official sources reviewed | n/a - no official disclosure located | 300 MW - 'received approvals for 300 MW of interconnection'; ERCOT market participation agreements executed | Cipher Mining Inc. Form 10-K FY2025 (FYE 31-Dec-2025), filed 24-Feb-2026, Item 1 Business - Data Center Portfolio / Site Pipeline. | 300 MW site energized - mining commenced Jun-2025 and ramped to 150 MW by Sep-2025; described in the Nov-2025 deck as a front-of-the-meter site | 1) Cipher Mining Inc. Form 10-K FY2025 (FYE 31-Dec-2025), filed 24-Feb-2026, Item 1 Business - Data Center Portfolio / Site Pipeline. 2) Cipher Mining Inc. Form 8-K Ex-99.2, Business Update Presentation, 3-Nov-2025, slides 3, 4, 6, 10, 11, 12. (Excel permits one link per cell - this cell opens source 1; every source above is individually clickable on the Source Log tab.) | DELIVERING. Cipher began delivering data center capacity at the beginning of August 2026, TWO MONTHS AHEAD of the original schedule, and RENT HAS COMMENCED at the site. Remaining Phase I data halls are moving through mechanical, electrical and plumbing fit-out; Phase II concrete foundations, building steel and underground electrical are in progress | Cipher Digital press release, 'Cipher Digital Provides Second Quarter 2026 Business Update', 4-Aug-2026. | approx. 300 gross MW of turnkey data center capacity under a 15-year triple net lease with Amazon Web Services, Inc., approx. $5.5bn estimated contract value, Amazon parent guarantee for rent and opex over the life of the lease | 1) Cipher Mining Inc. Form 10-K FY2025 (FYE 31-Dec-2025), filed 24-Feb-2026, Item 1 Business - Data Center Portfolio / Site Pipeline. 2) Cipher Mining Inc. Form 8-K Ex-99.1, 'Third Quarter 2025 Business Update', 3-Nov-2025. (Excel permits one link per cell - this cell opens source 1; every source above is individually clickable on the Source Log tab.) | Not disclosed beyond the 300 MW approval | n/a - no official disclosure located | Jun-2025: mining start. Sep-2025: 150 MW. Oct-2025: AWS lease executed. Feb-2026: mining ceased. AUG-2026: FIRST CAPACITY DELIVERED AND RENT COMMENCED, two months early, following a lease amendment agreed at the tenant's request to accelerate initial capacity. Phase I and Phase II build-out continuing | Cipher Digital press release, 'Cipher Digital Provides Second Quarter 2026 Business Update', 4-Aug-2026. | APPROVED - 300 MW interconnection approvals received | Cipher Mining Inc. Form 10-K FY2025 (FYE 31-Dec-2025), filed 24-Feb-2026, Item 1 Business - Data Center Portfolio / Site Pipeline. | Amazon Web Services, Inc. | Cipher Mining Inc. Form 10-K FY2025 (FYE 31-Dec-2025), filed 24-Feb-2026, Item 1 Business - Data Center Portfolio / Site Pipeline. | Verified - Q2/FY26 company release | UPDATED v3 - MATERIAL. Cipher amended the Black Pearl lease at the tenant's request to accelerate delivery, and began delivering capacity in early August 2026, two months ahead of schedule, with rent commencing. This reverses the one-quarter slippage flagged in v2 and is Cipher's first revenue-generating HPC capacity.
Cipher Digital | CIFR | Colchis | JV plus RIGHT TO OWN - majority interest in a joint venture entity, with Cipher expecting approximately 95% of JV equity subject to final lease and development terms; the land itself sits under options to purchase approximately 620 acres | 1) Cipher Mining Inc. Form 10-K FY2025 (FYE 31-Dec-2025), filed 24-Feb-2026, Item 1 Business - Data Center Portfolio / Site Pipeline. 2) Cipher Mining Inc. Form 8-K Ex-99.1, 'Third Quarter 2025 Business Update', 3-Nov-2025. (Excel permits one link per cell - this cell opens source 1; every source above is individually clickable on the Source Log tab.) | West Texas - options to purchase approx. 620 acres adjacent to an existing substation | Cipher Mining Inc. Form 10-K FY2025 (FYE 31-Dec-2025), filed 24-Feb-2026, Item 1 Business - Data Center Portfolio / Site Pipeline. | ERCOT | Cipher Mining Inc. Form 10-K FY2025 (FYE 31-Dec-2025), filed 24-Feb-2026, Item 1 Business - Data Center Portfolio / Site Pipeline. | American Electric Power (AEP) | Cipher Mining Inc. Form 10-K FY2025 (FYE 31-Dec-2025), filed 24-Feb-2026, Item 1 Business - Data Center Portfolio / Site Pipeline. | 1 GW - fully executed Direct Connect Agreement with AEP for a dual interconnection facility. NOT ERCOT-APPROVED: 'Construction of the interconnection facility will proceed in parallel with ERCOT's final review and approval' | 1) Cipher Mining Inc. Form 8-K Ex-99.1, 'Third Quarter 2025 Business Update', 3-Nov-2025. 2) Cipher Mining Inc. Form 10-K FY2025 (FYE 31-Dec-2025), filed 24-Feb-2026, Item 1 Business - Data Center Portfolio / Site Pipeline. (Excel permits one link per cell - this cell opens source 1; every source above is individually clickable on the Source Log tab.) | 0 MW | Cipher Mining Inc. Form 10-K FY2025 (FYE 31-Dec-2025), filed 24-Feb-2026, Item 1 Business - Data Center Portfolio / Site Pipeline. | 0 MW | Cipher Mining Inc. Form 10-K FY2025 (FYE 31-Dec-2025), filed 24-Feb-2026, Item 1 Business - Data Center Portfolio / Site Pipeline. | Not disclosed in official sources reviewed | n/a - no official disclosure located | Not disclosed in official sources reviewed | n/a - no official disclosure located | Nov-2025: majority JV interest purchased. CY2028: targeted energization, pending ERCOT approval | Cipher Mining Inc. Form 8-K Ex-99.1, 'Third Quarter 2025 Business Update', 3-Nov-2025. | UTILITY AGREEMENT EXECUTED BUT ERCOT APPROVAL PENDING - materially weaker than Galaxy's LLIS-complete status or Cipher's own Barber Lake and Black Pearl approvals | 1) Cipher Mining Inc. Form 8-K Ex-99.1, 'Third Quarter 2025 Business Update', 3-Nov-2025. 2) Cipher Mining Inc. Form 8-K Ex-99.2, Business Update Presentation, 3-Nov-2025, slides 3, 4, 6, 10, 11, 12. (Excel permits one link per cell - this cell opens source 1; every source above is individually clickable on the Source Log tab.) | Not disclosed in official sources reviewed | n/a - no official disclosure located | Verified - SEC filing / 8-K exhibit | Cipher expects approx. 95% of JV equity subject to final lease and development terms (Nov-2025 deck); the 10-K says only 'majority'. Highest-risk single block in the ERCOT Batch Zero process.
Cipher Digital | CIFR | McLennan | RIGHT TO OWN - option over a special purpose entity holding rights to purchase the site; option exercised Feb-2026 and Cipher was in the process of exercising the purchase rights | Cipher Mining Inc. Form 10-K FY2025 (FYE 31-Dec-2025), filed 24-Feb-2026, Item 1 Business - Data Center Portfolio / Site Pipeline. | Central Texas - 319 acres | 1) Cipher Mining Inc. Form 10-K FY2025 (FYE 31-Dec-2025), filed 24-Feb-2026, Item 1 Business - Data Center Portfolio / Site Pipeline. 2) Cipher Mining Inc. Form 8-K Ex-99.2, Business Update Presentation, 3-Nov-2025, slides 3, 4, 6, 10, 11, 12. (Excel permits one link per cell - this cell opens source 1; every source above is individually clickable on the Source Log tab.) | ERCOT | Cipher Mining Inc. Form 10-K FY2025 (FYE 31-Dec-2025), filed 24-Feb-2026, Item 1 Business - Data Center Portfolio / Site Pipeline. | Not disclosed in official sources reviewed | n/a - no official disclosure located | Targeted capacity up to 500 MW - 'pending load studies and ERCOT / ERCOT LFL approval'. NOT an approval | 1) Cipher Mining Inc. Form 8-K Ex-99.2, Business Update Presentation, 3-Nov-2025, slides 3, 4, 6, 10, 11, 12. 2) Cipher Mining Inc. Form 10-K FY2025 (FYE 31-Dec-2025), filed 24-Feb-2026, Item 1 Business - Data Center Portfolio / Site Pipeline. (Excel permits one link per cell - this cell opens source 1; every source above is individually clickable on the Source Log tab.) | 0 MW | Cipher Mining Inc. Form 10-K FY2025 (FYE 31-Dec-2025), filed 24-Feb-2026, Item 1 Business - Data Center Portfolio / Site Pipeline. | 0 MW | Cipher Mining Inc. Form 10-K FY2025 (FYE 31-Dec-2025), filed 24-Feb-2026, Item 1 Business - Data Center Portfolio / Site Pipeline. | Not disclosed in official sources reviewed | n/a - no official disclosure located | Not disclosed in official sources reviewed | n/a - no official disclosure located | Oct-2024: option agreement. Feb-2026: option exercised; purchase rights being exercised. CY2028: estimated energization | Cipher Mining Inc. Form 10-K FY2025 (FYE 31-Dec-2025), filed 24-Feb-2026, Item 1 Business - Data Center Portfolio / Site Pipeline. | TARGET ONLY - no interconnection approval; pending load studies and ERCOT large-flexible-load approval | Cipher Mining Inc. Form 8-K Ex-99.2, Business Update Presentation, 3-Nov-2025, slides 3, 4, 6, 10, 11, 12. | Not disclosed in official sources reviewed | n/a - no official disclosure located | Verified - SEC filing / 8-K exhibit | One of the '3 M's' (McLennan, Mikeska, Milsing) totalling 1,500 MW of unapproved target capacity.
Cipher Digital | CIFR | Mikeska | RIGHT TO OWN - option over a special purpose entity holding a GROUND LEASE WITH AN OPTION TO PURCHASE; option exercised Feb-2026 | Cipher Mining Inc. Form 10-K FY2025 (FYE 31-Dec-2025), filed 24-Feb-2026, Item 1 Business - Data Center Portfolio / Site Pipeline. | West Texas - 100 acres | 1) Cipher Mining Inc. Form 10-K FY2025 (FYE 31-Dec-2025), filed 24-Feb-2026, Item 1 Business - Data Center Portfolio / Site Pipeline. 2) Cipher Mining Inc. Form 8-K Ex-99.2, Business Update Presentation, 3-Nov-2025, slides 3, 4, 6, 10, 11, 12. (Excel permits one link per cell - this cell opens source 1; every source above is individually clickable on the Source Log tab.) | ERCOT | Cipher Mining Inc. Form 10-K FY2025 (FYE 31-Dec-2025), filed 24-Feb-2026, Item 1 Business - Data Center Portfolio / Site Pipeline. | Not disclosed in official sources reviewed | n/a - no official disclosure located | Targeted capacity up to 500 MW - pending load studies and ERCOT / ERCOT LFL approval | Cipher Mining Inc. Form 8-K Ex-99.2, Business Update Presentation, 3-Nov-2025, slides 3, 4, 6, 10, 11, 12. | 0 MW | Cipher Mining Inc. Form 10-K FY2025 (FYE 31-Dec-2025), filed 24-Feb-2026, Item 1 Business - Data Center Portfolio / Site Pipeline. | 0 MW | Cipher Mining Inc. Form 10-K FY2025 (FYE 31-Dec-2025), filed 24-Feb-2026, Item 1 Business - Data Center Portfolio / Site Pipeline. | Not disclosed in official sources reviewed | n/a - no official disclosure located | Not disclosed in official sources reviewed | n/a - no official disclosure located | Oct-2024: option agreement over the SPE holding a ground lease with a purchase option. Feb-2026: option exercised. CY2028: estimated energization | Cipher Mining Inc. Form 10-K FY2025 (FYE 31-Dec-2025), filed 24-Feb-2026, Item 1 Business - Data Center Portfolio / Site Pipeline. | TARGET ONLY - no interconnection approval | Cipher Mining Inc. Form 8-K Ex-99.2, Business Update Presentation, 3-Nov-2025, slides 3, 4, 6, 10, 11, 12. | Not disclosed in official sources reviewed | n/a - no official disclosure located | Verified - SEC filing / 8-K exhibit
Cipher Digital | CIFR | Milsing | RIGHT TO OWN - option over a special purpose entity holding rights to purchase the site; option exercised Dec-2025 | Cipher Mining Inc. Form 10-K FY2025 (FYE 31-Dec-2025), filed 24-Feb-2026, Item 1 Business - Data Center Portfolio / Site Pipeline. | East Texas - 187 acres | 1) Cipher Mining Inc. Form 10-K FY2025 (FYE 31-Dec-2025), filed 24-Feb-2026, Item 1 Business - Data Center Portfolio / Site Pipeline. 2) Cipher Mining Inc. Form 8-K Ex-99.2, Business Update Presentation, 3-Nov-2025, slides 3, 4, 6, 10, 11, 12. (Excel permits one link per cell - this cell opens source 1; every source above is individually clickable on the Source Log tab.) | ERCOT | Cipher Mining Inc. Form 10-K FY2025 (FYE 31-Dec-2025), filed 24-Feb-2026, Item 1 Business - Data Center Portfolio / Site Pipeline. | Not disclosed in official sources reviewed | n/a - no official disclosure located | Targeted capacity up to 500 MW - pending load studies and ERCOT / ERCOT LFL approval | Cipher Mining Inc. Form 8-K Ex-99.2, Business Update Presentation, 3-Nov-2025, slides 3, 4, 6, 10, 11, 12. | 0 MW | Cipher Mining Inc. Form 10-K FY2025 (FYE 31-Dec-2025), filed 24-Feb-2026, Item 1 Business - Data Center Portfolio / Site Pipeline. | 0 MW | Cipher Mining Inc. Form 10-K FY2025 (FYE 31-Dec-2025), filed 24-Feb-2026, Item 1 Business - Data Center Portfolio / Site Pipeline. | Not disclosed in official sources reviewed | n/a - no official disclosure located | Not disclosed in official sources reviewed | n/a - no official disclosure located | Oct-2024: option agreement. Dec-2025: option exercised. CY2028-CY2029: estimated energization | Cipher Mining Inc. Form 10-K FY2025 (FYE 31-Dec-2025), filed 24-Feb-2026, Item 1 Business - Data Center Portfolio / Site Pipeline. | TARGET ONLY - no interconnection approval | Cipher Mining Inc. Form 8-K Ex-99.2, Business Update Presentation, 3-Nov-2025, slides 3, 4, 6, 10, 11, 12. | Not disclosed in official sources reviewed | n/a - no official disclosure located | Verified - SEC filing / 8-K exhibit
Cipher Digital | CIFR | Odessa | OWNED - wholly-owned 207 MW facility on an approximately 52 acre site | Cipher Mining Inc. Form 10-K FY2025 (FYE 31-Dec-2025), filed 24-Feb-2026, Item 1 Business - Data Center Portfolio / Site Pipeline. | Odessa, Ector County, Texas - approx. 52 acres, adjacent to a natural gas power production facility | Cipher Mining Inc. Form 10-K FY2025 (FYE 31-Dec-2025), filed 24-Feb-2026, Item 1 Business - Data Center Portfolio / Site Pipeline. | ERCOT | Cipher Mining Inc. Form 10-K FY2025 (FYE 31-Dec-2025), filed 24-Feb-2026, Item 1 Business - Data Center Portfolio / Site Pipeline. | Luminant ET Services Company LLC (power purchase agreement) | Cipher Mining Inc. Form 10-K FY2025 (FYE 31-Dec-2025), filed 24-Feb-2026, Item 1 Business - Data Center Portfolio / Site Pipeline. | 207 MW (wholly owned) | Cipher Mining Inc. Form 10-K FY2025 (FYE 31-Dec-2025), filed 24-Feb-2026, Item 1 Business - Data Center Portfolio / Site Pipeline. | 207 MW energized; build-out completed Sep-2023 | Cipher Mining Inc. Form 10-K FY2025 (FYE 31-Dec-2025), filed 24-Feb-2026, Item 1 Business - Data Center Portfolio / Site Pipeline. | approx. 207 MW operating as bitcoin mining | Cipher Mining Inc. Form 10-K FY2025 (FYE 31-Dec-2025), filed 24-Feb-2026, Item 1 Business - Data Center Portfolio / Site Pipeline. | None - self-mining | Cipher Mining Inc. Form 10-K FY2025 (FYE 31-Dec-2025), filed 24-Feb-2026, Item 1 Business - Data Center Portfolio / Site Pipeline. | 'May also be suitable for retrofitting for HPC tenants' - not quantified | Cipher Mining Inc. Form 10-K FY2025 (FYE 31-Dec-2025), filed 24-Feb-2026, Item 1 Business - Data Center Portfolio / Site Pipeline. | Nov-2022: mining commenced. Sep-2023: build-out complete. PPA provides access at approx. 2.8 c/kWh until at least Jul-2027 | Cipher Mining Inc. Form 10-K FY2025 (FYE 31-Dec-2025), filed 24-Feb-2026, Item 1 Business - Data Center Portfolio / Site Pipeline. | ENERGIZED / OPERATING | Cipher Mining Inc. Form 10-K FY2025 (FYE 31-Dec-2025), filed 24-Feb-2026, Item 1 Business - Data Center Portfolio / Site Pipeline. | None (self-mining) | Cipher Mining Inc. Form 10-K FY2025 (FYE 31-Dec-2025), filed 24-Feb-2026, Item 1 Business - Data Center Portfolio / Site Pipeline. | Verified - SEC filing / 8-K exhibit | Cipher books power sales revenue from curtailment and resale - $2.1m in Q1 2026 and $2.3m in Q3 2025.
Cipher Digital | CIFR | Reveille | NOT DISCLOSED - 55 acres at Cotulla; tenure not stated | Cipher Mining Inc. Form 8-K Ex-99.2, Business Update Presentation, 3-Nov-2025, slides 3, 4, 6, 10, 11, 12. | Cotulla, La Salle County, Texas - 55 acres | 1) Cipher Mining Inc. Form 10-K FY2025 (FYE 31-Dec-2025), filed 24-Feb-2026, Item 1 Business - Data Center Portfolio / Site Pipeline. 2) Cipher Mining Inc. Form 8-K Ex-99.2, Business Update Presentation, 3-Nov-2025, slides 3, 4, 6, 10, 11, 12. (Excel permits one link per cell - this cell opens source 1; every source above is individually clickable on the Source Log tab.) | ERCOT | Cipher Mining Inc. Form 10-K FY2025 (FYE 31-Dec-2025), filed 24-Feb-2026, Item 1 Business - Data Center Portfolio / Site Pipeline. | Not disclosed in official sources reviewed | n/a - no official disclosure located | Up to 70 MW - ERCOT interconnection approval | Cipher Mining Inc. Form 10-K FY2025 (FYE 31-Dec-2025), filed 24-Feb-2026, Item 1 Business - Data Center Portfolio / Site Pipeline. | 0 MW | Cipher Mining Inc. Form 10-K FY2025 (FYE 31-Dec-2025), filed 24-Feb-2026, Item 1 Business - Data Center Portfolio / Site Pipeline. | 0 MW | Cipher Mining Inc. Form 10-K FY2025 (FYE 31-Dec-2025), filed 24-Feb-2026, Item 1 Business - Data Center Portfolio / Site Pipeline. | Not disclosed in official sources reviewed | n/a - no official disclosure located | 'with the possibility for expansion' - not quantified | Cipher Mining Inc. Form 10-K FY2025 (FYE 31-Dec-2025), filed 24-Feb-2026, Item 1 Business - Data Center Portfolio / Site Pipeline. | CY2027: expected energization | Cipher Mining Inc. Form 10-K FY2025 (FYE 31-Dec-2025), filed 24-Feb-2026, Item 1 Business - Data Center Portfolio / Site Pipeline. | APPROVED - ERCOT interconnection approval up to 70 MW | Cipher Mining Inc. Form 10-K FY2025 (FYE 31-Dec-2025), filed 24-Feb-2026, Item 1 Business - Data Center Portfolio / Site Pipeline. | Not disclosed in official sources reviewed | n/a - no official disclosure located | Verified - SEC filing / 8-K exhibit | At 70 MW this sits below ERCOT's 75 MW Batch Zero threshold unless expanded.
Cipher Digital | CIFR | Stingray | NOT DISCLOSED - 250 acres in West Texas; the filings do not state whether the land is owned, optioned or leased | Cipher Mining Inc. Form 8-K Ex-99.2, Business Update Presentation, 3-Nov-2025, slides 3, 4, 6, 10, 11, 12. | West Texas - 250 acres | 1) Cipher Mining Inc. Form 10-K FY2025 (FYE 31-Dec-2025), filed 24-Feb-2026, Item 1 Business - Data Center Portfolio / Site Pipeline. 2) Cipher Mining Inc. Form 8-K Ex-99.2, Business Update Presentation, 3-Nov-2025, slides 3, 4, 6, 10, 11, 12. (Excel permits one link per cell - this cell opens source 1; every source above is individually clickable on the Source Log tab.) | ERCOT | Cipher Mining Inc. Form 10-K FY2025 (FYE 31-Dec-2025), filed 24-Feb-2026, Item 1 Business - Data Center Portfolio / Site Pipeline. | Not disclosed in official sources reviewed | n/a - no official disclosure located | Up to 100 MW - CONDITIONAL ERCOT interconnection approval per the 10-K; the Nov-2025 deck describes '100 MW Approved Power Capacity' with agreements necessary to participate in the ERCOT market | 1) Cipher Mining Inc. Form 10-K FY2025 (FYE 31-Dec-2025), filed 24-Feb-2026, Item 1 Business - Data Center Portfolio / Site Pipeline. 2) Cipher Mining Inc. Form 8-K Ex-99.2, Business Update Presentation, 3-Nov-2025, slides 3, 4, 6, 10, 11, 12. (Excel permits one link per cell - this cell opens source 1; every source above is individually clickable on the Source Log tab.) | 0 MW | Cipher Mining Inc. Form 10-K FY2025 (FYE 31-Dec-2025), filed 24-Feb-2026, Item 1 Business - Data Center Portfolio / Site Pipeline. | 0 MW | Cipher Mining Inc. Form 10-K FY2025 (FYE 31-Dec-2025), filed 24-Feb-2026, Item 1 Business - Data Center Portfolio / Site Pipeline. | LIKELY the third data center campus lease - a 15-year lease with an investment-grade hyperscale tenant 'at one of its existing sites' announced 25-Mar-2026. Cipher subsequently issued $810.0m of senior secured notes through a wholly-owned subsidiary named STINGRAY COMPUTE LLC on 8-Jun-2026, which points to Stingray. NOT CONFIRMED by name | 1) Cipher Digital press release, 'Cipher Digital Announces Business Updates' (third data center campus lease; $200m revolving credit facility), 25-Mar-2026. 2) Cipher Digital press release, 'Cipher Digital Inc. Announces Pricing of $810.0 Million of Senior Secured Notes' issued by wholly-owned subsidiary Stingray Compute LLC, 8-Jun-2026. (Excel permits one link per cell - this cell opens source 1; every source above is individually clickable on the Source Log tab.) | Not disclosed in official sources reviewed | n/a - no official disclosure located | TIMELINE CONFLICT persists between the FY25 10-K (1H CY2026) and the Nov-2025 deck (Q4 CY2026). As at Q2 2026 construction was progressing ON SCHEDULE, with earthwork, grading, pad preparation and underground electrical all underway | 1) Cipher Digital press release, 'Cipher Digital Provides Second Quarter 2026 Business Update', 4-Aug-2026. 2) Cipher Mining Inc. Form 10-K FY2025 (FYE 31-Dec-2025), filed 24-Feb-2026, Item 1 Business - Data Center Portfolio / Site Pipeline. (Excel permits one link per cell - this cell opens source 1; every source above is individually clickable on the Source Log tab.) | CONDITIONAL APPROVAL - 'conditional ERCOT interconnection approval of up to 100 MW' | Cipher Mining Inc. Form 10-K FY2025 (FYE 31-Dec-2025), filed 24-Feb-2026, Item 1 Business - Data Center Portfolio / Site Pipeline. | Investment-grade hyperscale tenant (unnamed) if the third-campus inference is correct | Cipher Digital press release, 'Cipher Digital Announces Business Updates' (third data center campus lease; $200m revolving credit facility), 25-Mar-2026. | Verified - Q2/FY26 company release | UPDATED v3. Construction confirmed on schedule at Q2 2026. The site remains the most likely candidate for Cipher's third campus lease given the $810m senior secured notes issued through Stingray Compute LLC, but Cipher has still NOT named the site in any release.
Cipher Digital | CIFR | Ulysses | RIGHT TO OWN - land options to purchase approximately 195 acres; the 200 MW of capacity was secured from AEP Ohio | Cipher Mining Inc. Form 10-K FY2025 (FYE 31-Dec-2025), filed 24-Feb-2026, Item 1 Business - Data Center Portfolio / Site Pipeline. | Ohio - land options over approx. 195 acres | Cipher Mining Inc. Form 10-K FY2025 (FYE 31-Dec-2025), filed 24-Feb-2026, Item 1 Business - Data Center Portfolio / Site Pipeline. | PJM Interconnection L.L.C. | Cipher Mining Inc. Form 10-K FY2025 (FYE 31-Dec-2025), filed 24-Feb-2026, Item 1 Business - Data Center Portfolio / Site Pipeline. | AEP Ohio | Cipher Mining Inc. Form 10-K FY2025 (FYE 31-Dec-2025), filed 24-Feb-2026, Item 1 Business - Data Center Portfolio / Site Pipeline. | 200 MW - capacity secured from AEP Ohio | Cipher Mining Inc. Form 10-K FY2025 (FYE 31-Dec-2025), filed 24-Feb-2026, Item 1 Business - Data Center Portfolio / Site Pipeline. | 0 MW | Cipher Mining Inc. Form 10-K FY2025 (FYE 31-Dec-2025), filed 24-Feb-2026, Item 1 Business - Data Center Portfolio / Site Pipeline. | 0 MW | Cipher Mining Inc. Form 10-K FY2025 (FYE 31-Dec-2025), filed 24-Feb-2026, Item 1 Business - Data Center Portfolio / Site Pipeline. | Not disclosed in official sources reviewed | n/a - no official disclosure located | Not disclosed in official sources reviewed | n/a - no official disclosure located | Dec-2025: site acquired. Q4 CY2027: expected energization | Cipher Mining Inc. Form 10-K FY2025 (FYE 31-Dec-2025), filed 24-Feb-2026, Item 1 Business - Data Center Portfolio / Site Pipeline. | CAPACITY SECURED from AEP Ohio; not yet energized | Cipher Mining Inc. Form 10-K FY2025 (FYE 31-Dec-2025), filed 24-Feb-2026, Item 1 Business - Data Center Portfolio / Site Pipeline. | Not disclosed in official sources reviewed | n/a - no official disclosure located | Verified - SEC filing / 8-K exhibit | Cipher's first site outside Texas; provides direct PJM access and is therefore OUT OF SCOPE for ERCOT Batch Zero and the Texas audit.
Core Scientific | CORZ | AMD / Neocloud programme (multi-site) | n/a - this row is a contract programme across five existing sites, not a separate land position | Core Scientific, Inc. Form 8-K filed 27-Jul-2026 disclosing the AMD and Neocloud lease agreements and the sites covered. | SITE-LEVEL SPLIT NOW DISCLOSED. AMD leases cover the Pecos, Texas; Muskogee, Oklahoma; and Hunt County, Texas sites. Neocloud leases cover the Auburn, Alabama and Dalton Phase 3, Georgia sites | Core Scientific, Inc. Form 8-K filed 27-Jul-2026 disclosing the AMD and Neocloud lease agreements and the sites covered. | Multiple markets | Core Scientific 8-K / press release announcing the AMD partnership: potential to support up to 2.5 GW of leasable capacity, anchored by 15-year agreements for approx. 530 MW across five sites, Jul-2026. | Not disclosed in official sources reviewed | n/a - no official disclosure located | Potential to support UP TO 2.5 GW of leasable capacity under the AMD partnership | Core Scientific 8-K / press release announcing the AMD partnership: potential to support up to 2.5 GW of leasable capacity, anchored by 15-year agreements for approx. 530 MW across five sites, Jul-2026. | 0 MW incremental | Core Scientific 8-K / press release announcing the AMD partnership: potential to support up to 2.5 GW of leasable capacity, anchored by 15-year agreements for approx. 530 MW across five sites, Jul-2026. | 0 MW | Core Scientific 8-K / press release announcing the AMD partnership: potential to support up to 2.5 GW of leasable capacity, anchored by 15-year agreements for approx. 530 MW across five sites, Jul-2026. | 377 MW of critical IT capacity to AMD across Pecos TX, Muskogee OK and Hunt County TX, plus 152 MW to Neocloud across Auburn AL and Dalton Phase 3 GA - an aggregate 529 MW under 15-year agreements with three five-year options and more than $14bn of potential base contracted revenue | 1) Core Scientific, Inc. Form 8-K filed 27-Jul-2026 disclosing the AMD and Neocloud lease agreements and the sites covered. 2) Core Scientific 8-K / press release announcing the AMD partnership: potential to support up to 2.5 GW of leasable capacity, anchored by 15-year agreements for approx. 530 MW across five sites, Jul-2026. (Excel permits one link per cell - this cell opens source 1; every source above is individually clickable on the Source Log tab.) | Beyond the AMD programme's potential 2.5 GW, management identified a NEW SITE PIPELINE OF MORE THAN 2 GW of potential incremental power, with initial capacity potentially available from LATE 2028 THROUGH 2030. Site names and the split across that pipeline were not disclosed | Core Scientific Q2 2026 earnings call, 28-Jul-2026 (transcript) - new site pipeline of more than 2 GW of potential incremental power. | 27-Jul-2026: lease agreements with AMD and Neocloud executed. AMD reservation right for up to 1,925 MW of additional capacity runs to 28-Dec-2028 | Core Scientific, Inc. Form 8-K filed 27-Jul-2026 disclosing the AMD and Neocloud lease agreements and the sites covered. | Not disclosed in official sources reviewed - no interconnection stage disclosed | n/a - no official disclosure located | AMD and Neocloud | Core Scientific 8-K / press release announcing the AMD partnership: potential to support up to 2.5 GW of leasable capacity, anchored by 15-year agreements for approx. 530 MW across five sites, Jul-2026. | Verified - Q2/FY26 company release | UPDATED v3.1. The Q2 call adds a further 2 GW+ of identified new-site pipeline on top of the AMD programme, with first capacity from late 2028 to 2030. Management described the Hunt County acquisition as representative of the opportunities being pursued. No site names or per-site megawatts were given, so this remains a portfolio-level figure. Site-level AMD and Neocloud allocations are in the 27-Jul-2026 8-K: AMD 377 MW across Pecos TX, Muskogee OK and Hunt County TX; Neocloud 152 MW across Auburn AL and Dalton Phase 3 GA.
Core Scientific | CORZ | Auburn | NOT DISCLOSED at site level - Core Scientific states it 'owned or leased' its ten data centers but does not identify which sites are owned and which are leased | Core Scientific, Inc. Form 10-K FY2025 (FYE 31-Dec-2025), Item 1 Business - gross utility power capacity by facility and utility. | Auburn, Lee County, Alabama | Core Scientific, Inc. Form 10-K FY2025 (FYE 31-Dec-2025), Item 1 Business - gross utility power capacity by facility and utility. | Southern Company balancing authority / SERC (analyst mapping) | Core Scientific, Inc. Form 10-K FY2025 (FYE 31-Dec-2025), Item 1 Business - gross utility power capacity by facility and utility. | Alabama Power Company | Core Scientific, Inc. Form 10-K FY2025 (FYE 31-Dec-2025), Item 1 Business - gross utility power capacity by facility and utility. | 50 MW gross utility power capacity as at 31-Dec-2025, UP FROM 10 MW at 31-Dec-2024 (+40 MW) | 1) Core Scientific, Inc. Form 10-K FY2025 (FYE 31-Dec-2025), Item 1 Business - gross utility power capacity by facility and utility. 2) Core Scientific, Inc. Form 10-K FY2024 (FYE 31-Dec-2024), filed 27-Feb-2025, gross utility power capacity table. (Excel permits one link per cell - this cell opens source 1; every source above is individually clickable on the Source Log tab.) | Operating site | Core Scientific, Inc. Form 10-K FY2025 (FYE 31-Dec-2025), Item 1 Business - gross utility power capacity by facility and utility. | Not disclosed in official sources reviewed | n/a - no official disclosure located | Not disclosed in official sources reviewed | n/a - no official disclosure located | 40 MW added during calendar 2025 - the largest proportional increase in the CORZ portfolio | 1) Core Scientific, Inc. Form 10-K FY2025 (FYE 31-Dec-2025), Item 1 Business - gross utility power capacity by facility and utility. 2) Core Scientific, Inc. Form 10-K FY2024 (FYE 31-Dec-2024), filed 27-Feb-2025, gross utility power capacity table. (Excel permits one link per cell - this cell opens source 1; every source above is individually clickable on the Source Log tab.) | Not disclosed in official sources reviewed | n/a - no official disclosure located | Not disclosed in official sources reviewed | n/a - no official disclosure located | Not disclosed in official sources reviewed | n/a - no official disclosure located | Verified - SEC filing / 8-K exhibit
Core Scientific | CORZ | Austin | NOT DISCLOSED at site level - Core Scientific states it 'owned or leased' its ten data centers but does not identify which sites are owned and which are leased | Core Scientific, Inc. Form 10-K FY2025 (FYE 31-Dec-2025), Item 1 Business - gross utility power capacity by facility and utility. | Austin, Travis County, Texas | Core Scientific, Inc. Form 10-K FY2025 (FYE 31-Dec-2025), Item 1 Business - gross utility power capacity by facility and utility. | ERCOT (analyst mapping) | Core Scientific, Inc. Form 10-K FY2025 (FYE 31-Dec-2025), Item 1 Business - gross utility power capacity by facility and utility. | Austin Energy | Core Scientific, Inc. Form 10-K FY2025 (FYE 31-Dec-2025), Item 1 Business - gross utility power capacity by facility and utility. | 20 MW gross utility power capacity as at 31-Dec-2025, up from 15 MW at FY2024 | 1) Core Scientific, Inc. Form 10-K FY2025 (FYE 31-Dec-2025), Item 1 Business - gross utility power capacity by facility and utility. 2) Core Scientific, Inc. Form 10-K FY2024 (FYE 31-Dec-2024), filed 27-Feb-2025, gross utility power capacity table. (Excel permits one link per cell - this cell opens source 1; every source above is individually clickable on the Source Log tab.) | Operating site | Core Scientific, Inc. Form 10-K FY2025 (FYE 31-Dec-2025), Item 1 Business - gross utility power capacity by facility and utility. | Not disclosed in official sources reviewed | n/a - no official disclosure located | Not disclosed in official sources reviewed | n/a - no official disclosure located | Not disclosed in official sources reviewed | n/a - no official disclosure located | Not disclosed in official sources reviewed | n/a - no official disclosure located | Below the 75 MW ERCOT Batch Zero threshold | ERCOT Trending Topics, 'ERCOT's New Batch Connection Process for Large Electricity Users', 18-Jun-2026. | Not disclosed in official sources reviewed | n/a - no official disclosure located | Verified - SEC filing / 8-K exhibit | Portfolio total per the FY2025 utility table is 1,426 MW across ten line items, versus 1,317 MW at FY2024 - an increase of 109 MW during 2025.
Core Scientific | CORZ | Calvert City | NOT DISCLOSED at site level - Core Scientific states it 'owned or leased' its ten data centers but does not identify which sites are owned and which are leased | Core Scientific, Inc. Form 10-K FY2025 (FYE 31-Dec-2025), Item 1 Business - gross utility power capacity by facility and utility. | Paducah-Calvert City, Marshall County, Kentucky | Core Scientific, Inc. Form 10-K FY2025 (FYE 31-Dec-2025), Item 1 Business - gross utility power capacity by facility and utility. | Tennessee Valley Authority balancing authority (analyst mapping) | Core Scientific, Inc. Form 10-K FY2025 (FYE 31-Dec-2025), Item 1 Business - gross utility power capacity by facility and utility. | Tennessee Valley Authority (TVA) | Core Scientific, Inc. Form 10-K FY2025 (FYE 31-Dec-2025), Item 1 Business - gross utility power capacity by facility and utility. | 150 MW gross utility power capacity as at 31-Dec-2025, unchanged from FY2024 | 1) Core Scientific, Inc. Form 10-K FY2025 (FYE 31-Dec-2025), Item 1 Business - gross utility power capacity by facility and utility. 2) Core Scientific, Inc. Form 10-K FY2024 (FYE 31-Dec-2024), filed 27-Feb-2025, gross utility power capacity table. (Excel permits one link per cell - this cell opens source 1; every source above is individually clickable on the Source Log tab.) | Operating site | Core Scientific, Inc. Form 10-K FY2025 (FYE 31-Dec-2025), Item 1 Business - gross utility power capacity by facility and utility. | Not disclosed in official sources reviewed | n/a - no official disclosure located | Not disclosed in official sources reviewed | n/a - no official disclosure located | Not disclosed in official sources reviewed | n/a - no official disclosure located | Not disclosed in official sources reviewed | n/a - no official disclosure located | Not disclosed in official sources reviewed | n/a - no official disclosure located | Not disclosed in official sources reviewed | n/a - no official disclosure located | Verified - SEC filing / 8-K exhibit
Core Scientific | CORZ | Cottonwood (Pecos) | NOT DISCLOSED at site level - Core Scientific states it 'owned or leased' its ten data centers but does not identify which sites are owned and which are leased | Core Scientific, Inc. Form 10-K FY2025 (FYE 31-Dec-2025), Item 1 Business - gross utility power capacity by facility and utility. | Pecos, Reeves County, Texas | Core Scientific, Inc. Form 10-K FY2025 (FYE 31-Dec-2025), Item 1 Business - gross utility power capacity by facility and utility. | ERCOT (analyst mapping) | Core Scientific, Inc. Form 10-K FY2025 (FYE 31-Dec-2025), Item 1 Business - gross utility power capacity by facility and utility. | Texas New-Mexico Power (TNMP) | Core Scientific, Inc. Form 10-K FY2025 (FYE 31-Dec-2025), Item 1 Business - gross utility power capacity by facility and utility. | 300 MW gross utility power capacity as at 31-Dec-2025, UP FROM 253 MW at 31-Dec-2024 (+47 MW during 2025) | 1) Core Scientific, Inc. Form 10-K FY2025 (FYE 31-Dec-2025), Item 1 Business - gross utility power capacity by facility and utility. 2) Core Scientific, Inc. Form 10-K FY2024 (FYE 31-Dec-2024), filed 27-Feb-2025, gross utility power capacity table. (Excel permits one link per cell - this cell opens source 1; every source above is individually clickable on the Source Log tab.) | 71 MW energized - Cottonwood 1 at 50 MW and Cottonwood 2 at 21 MW | Core Scientific, Inc. Form 10-K FY2025 (FYE 31-Dec-2025), Item 1 Business - gross utility power capacity by facility and utility. | Not disclosed in official sources reviewed | n/a - no official disclosure located | Not disclosed in official sources reviewed | n/a - no official disclosure located | 47 MW of utility capacity added during calendar 2025 | 1) Core Scientific, Inc. Form 10-K FY2025 (FYE 31-Dec-2025), Item 1 Business - gross utility power capacity by facility and utility. 2) Core Scientific, Inc. Form 10-K FY2024 (FYE 31-Dec-2024), filed 27-Feb-2025, gross utility power capacity table. (Excel permits one link per cell - this cell opens source 1; every source above is individually clickable on the Source Log tab.) | CY2025: utility capacity increased from 253 MW to 300 MW | 1) Core Scientific, Inc. Form 10-K FY2025 (FYE 31-Dec-2025), Item 1 Business - gross utility power capacity by facility and utility. 2) Core Scientific, Inc. Form 10-K FY2024 (FYE 31-Dec-2024), filed 27-Feb-2025, gross utility power capacity table. (Excel permits one link per cell - this cell opens source 1; every source above is individually clickable on the Source Log tab.) | Not disclosed in official sources reviewed | n/a - no official disclosure located | Not disclosed in official sources reviewed | n/a - no official disclosure located | Verified - SEC filing / 8-K exhibit | DISCREPANCY RESOLVED - the earlier 250 MW reference was the rounded FY2024 figure, not a conflicting measure. Both numbers are correct for their respective dates.
Core Scientific | CORZ | Dalton | NOT DISCLOSED at site level - Core Scientific states it 'owned or leased' its ten data centers but does not identify which sites are owned and which are leased | Core Scientific, Inc. Form 10-K FY2025 (FYE 31-Dec-2025), Item 1 Business - gross utility power capacity by facility and utility. | Dalton, Whitfield County, Georgia | Core Scientific, Inc. Form 10-K FY2025 (FYE 31-Dec-2025), Item 1 Business - gross utility power capacity by facility and utility. | Southern Company balancing authority / SERC (analyst mapping) | Core Scientific, Inc. Form 10-K FY2025 (FYE 31-Dec-2025), Item 1 Business - gross utility power capacity by facility and utility. | Dalton Utilities | Core Scientific, Inc. Form 10-K FY2025 (FYE 31-Dec-2025), Item 1 Business - gross utility power capacity by facility and utility. | 195 MW gross utility power capacity as at 31-Dec-2025, unchanged from FY2024 where it was reported as two lines of 53 MW and 142 MW | 1) Core Scientific, Inc. Form 10-K FY2025 (FYE 31-Dec-2025), Item 1 Business - gross utility power capacity by facility and utility. 2) Core Scientific, Inc. Form 10-K FY2024 (FYE 31-Dec-2024), filed 27-Feb-2025, gross utility power capacity table. (Excel permits one link per cell - this cell opens source 1; every source above is individually clickable on the Source Log tab.) | Operating site | Core Scientific, Inc. Form 10-K FY2025 (FYE 31-Dec-2025), Item 1 Business - gross utility power capacity by facility and utility. | Not disclosed in official sources reviewed | n/a - no official disclosure located | Not disclosed in official sources reviewed | n/a - no official disclosure located | Not disclosed in official sources reviewed | n/a - no official disclosure located | Not disclosed in official sources reviewed | n/a - no official disclosure located | Not disclosed in official sources reviewed | n/a - no official disclosure located | Not disclosed in official sources reviewed | n/a - no official disclosure located | Verified - SEC filing / 8-K exhibit
Core Scientific | CORZ | Denton | NOT DISCLOSED at site level - Core Scientific states it 'owned or leased' its ten data centers but does not identify which sites are owned and which are leased | Core Scientific, Inc. Form 10-K FY2025 (FYE 31-Dec-2025), Item 1 Business - gross utility power capacity by facility and utility. | Dallas-Denton, Denton County, Texas | Core Scientific, Inc. Form 10-K FY2025 (FYE 31-Dec-2025), Item 1 Business - gross utility power capacity by facility and utility. | ERCOT (analyst mapping - the filing names the utility, not the RTO) | Core Scientific, Inc. Form 10-K FY2025 (FYE 31-Dec-2025), Item 1 Business - gross utility power capacity by facility and utility. | Denton Municipal Electric | Core Scientific, Inc. Form 10-K FY2025 (FYE 31-Dec-2025), Item 1 Business - gross utility power capacity by facility and utility. | 394 MW gross utility power capacity as at 31-Dec-2025, up from 391 MW at 31-Dec-2024 | 1) Core Scientific, Inc. Form 10-K FY2025 (FYE 31-Dec-2025), Item 1 Business - gross utility power capacity by facility and utility. 2) Core Scientific, Inc. Form 10-K FY2024 (FYE 31-Dec-2024), filed 27-Feb-2025, gross utility power capacity table. (Excel permits one link per cell - this cell opens source 1; every source above is individually clickable on the Source Log tab.) | Operating site | Core Scientific, Inc. Form 10-K FY2025 (FYE 31-Dec-2025), Item 1 Business - gross utility power capacity by facility and utility. | Not disclosed in official sources reviewed at site level | n/a - no official disclosure located | A $1.2bn expansion with CoreWeave added 70 MW, bringing full critical IT load at Denton to just over 260 MW | Core Scientific press release, 'Core Scientific and CoreWeave Announce $1.2 Billion Expansion at Denton, TX Site'. | Not disclosed in official sources reviewed | n/a - no official disclosure located | 70 MW CoreWeave expansion announced; delivery within the CoreWeave contract schedule | Core Scientific press release, 'Core Scientific and CoreWeave Announce $1.2 Billion Expansion at Denton, TX Site'. | Not disclosed in official sources reviewed - CORZ discloses gross utility capacity by utility but no interconnection queue stage | n/a - no official disclosure located | CoreWeave | Core Scientific press release, 'Core Scientific and CoreWeave Announce $1.2 Billion Expansion at Denton, TX Site'. | Verified - company press release | Largest single-site gross capacity in the CORZ portfolio.
Core Scientific | CORZ | Grand Forks | NOT DISCLOSED at site level - Core Scientific states it 'owned or leased' its ten data centers but does not identify which sites are owned and which are leased | Core Scientific, Inc. Form 10-K FY2025 (FYE 31-Dec-2025), Item 1 Business - gross utility power capacity by facility and utility. | Grand Forks, North Dakota | Core Scientific, Inc. Form 10-K FY2025 (FYE 31-Dec-2025), Item 1 Business - gross utility power capacity by facility and utility. | MISO (analyst mapping) | Core Scientific, Inc. Form 10-K FY2025 (FYE 31-Dec-2025), Item 1 Business - gross utility power capacity by facility and utility. | Nodak Electric Cooperative, Inc. | Core Scientific, Inc. Form 10-K FY2025 (FYE 31-Dec-2025), Item 1 Business - gross utility power capacity by facility and utility. | 100 MW gross utility power capacity as at 31-Dec-2025, unchanged from FY2024 | 1) Core Scientific, Inc. Form 10-K FY2025 (FYE 31-Dec-2025), Item 1 Business - gross utility power capacity by facility and utility. 2) Core Scientific, Inc. Form 10-K FY2024 (FYE 31-Dec-2024), filed 27-Feb-2025, gross utility power capacity table. (Excel permits one link per cell - this cell opens source 1; every source above is individually clickable on the Source Log tab.) | Operating site | Core Scientific, Inc. Form 10-K FY2025 (FYE 31-Dec-2025), Item 1 Business - gross utility power capacity by facility and utility. | Not disclosed in official sources reviewed | n/a - no official disclosure located | Not disclosed in official sources reviewed | n/a - no official disclosure located | Not disclosed in official sources reviewed | n/a - no official disclosure located | Not disclosed in official sources reviewed | n/a - no official disclosure located | Not disclosed in official sources reviewed | n/a - no official disclosure located | Not disclosed in official sources reviewed | n/a - no official disclosure located | Verified - SEC filing / 8-K exhibit
Core Scientific | CORZ | Hunt County | OWNED - management described the site as an acquisition made earlier in 2026 | Core Scientific Q2 2026 earnings call, 28-Jul-2026 (transcript) - new site pipeline of more than 2 GW of potential incremental power. | Hunt County, Texas | Core Scientific, Inc. Form 8-K filed 27-Jul-2026 disclosing the AMD and Neocloud lease agreements and the sites covered. | ERCOT (analyst mapping) | n/a - no official disclosure located | Not disclosed in official sources reviewed | n/a - no official disclosure located | Not disclosed in official sources reviewed - gross utility capacity for this site is not in the FY2025 utility table, which predates the site's disclosure | Core Scientific, Inc. Form 10-K FY2025 (FYE 31-Dec-2025), Item 1 Business - gross utility power capacity by facility and utility. | 0 MW | Core Scientific, Inc. Form 8-K filed 27-Jul-2026 disclosing the AMD and Neocloud lease agreements and the sites covered. | 0 MW | Core Scientific, Inc. Form 8-K filed 27-Jul-2026 disclosing the AMD and Neocloud lease agreements and the sites covered. | One of three sites - with Pecos, Texas and Muskogee, Oklahoma - carrying the aggregate 377 MW of critical IT capacity leased to AMD under 15-year agreements. The site-level split across the three is not disclosed | Core Scientific, Inc. Form 8-K filed 27-Jul-2026 disclosing the AMD and Neocloud lease agreements and the sites covered. | Part of the AMD programme's potential to support up to 2.5 GW of leasable capacity | Core Scientific 8-K / press release announcing the AMD partnership: potential to support up to 2.5 GW of leasable capacity, anchored by 15-year agreements for approx. 530 MW across five sites, Jul-2026. | 27-Jul-2026: lease agreements with AMD executed | Core Scientific, Inc. Form 8-K filed 27-Jul-2026 disclosing the AMD and Neocloud lease agreements and the sites covered. | Not disclosed in official sources reviewed - no interconnection stage disclosed | n/a - no official disclosure located | AMD (15-year lease agreements) | Core Scientific, Inc. Form 8-K filed 27-Jul-2026 disclosing the AMD and Neocloud lease agreements and the sites covered. | Verified - Q2/FY26 company release | NEW SITE (v3). Hunt County appears for the first time in the 27-Jul-2026 8-K naming the AMD lease sites. It is absent from the FY2025 gross-utility-capacity table, so no MW figure can yet be attributed to it.
Core Scientific | CORZ | Marble | NOT DISCLOSED at site level - Core Scientific states it 'owned or leased' its ten data centers but does not identify which sites are owned and which are leased | Core Scientific, Inc. Form 10-K FY2025 (FYE 31-Dec-2025), Item 1 Business - gross utility power capacity by facility and utility. | Marble, Cherokee County, North Carolina | Core Scientific, Inc. Form 10-K FY2025 (FYE 31-Dec-2025), Item 1 Business - gross utility power capacity by facility and utility. | Not disclosed in official sources reviewed | n/a - no official disclosure located | Two utilities: Murphy Electric Power Board (35 MW) and Duke Energy (82 MW) | Core Scientific, Inc. Form 10-K FY2025 (FYE 31-Dec-2025), Item 1 Business - gross utility power capacity by facility and utility. | 117 MW combined gross utility power capacity as at 31-Dec-2025 (35 MW Murphy EPB plus 82 MW Duke), up from 103 MW at FY2024 as the Duke allocation rose from 68 MW to 82 MW | 1) Core Scientific, Inc. Form 10-K FY2025 (FYE 31-Dec-2025), Item 1 Business - gross utility power capacity by facility and utility. 2) Core Scientific, Inc. Form 10-K FY2024 (FYE 31-Dec-2024), filed 27-Feb-2025, gross utility power capacity table. (Excel permits one link per cell - this cell opens source 1; every source above is individually clickable on the Source Log tab.) | Operating site | Core Scientific, Inc. Form 10-K FY2025 (FYE 31-Dec-2025), Item 1 Business - gross utility power capacity by facility and utility. | Not disclosed in official sources reviewed | n/a - no official disclosure located | Not disclosed in official sources reviewed | n/a - no official disclosure located | +14 MW added via Duke Energy during 2025 | 1) Core Scientific, Inc. Form 10-K FY2025 (FYE 31-Dec-2025), Item 1 Business - gross utility power capacity by facility and utility. 2) Core Scientific, Inc. Form 10-K FY2024 (FYE 31-Dec-2024), filed 27-Feb-2025, gross utility power capacity table. (Excel permits one link per cell - this cell opens source 1; every source above is individually clickable on the Source Log tab.) | Not disclosed in official sources reviewed | n/a - no official disclosure located | Not disclosed in official sources reviewed | n/a - no official disclosure located | Not disclosed in official sources reviewed | n/a - no official disclosure located | Verified - SEC filing / 8-K exhibit | Consolidated into a single row in this version; the FY2025 10-K lists Marble 1 and Marble 2 as separate utility lines.
Core Scientific | CORZ | Muskogee | NOT DISCLOSED at site level - Core Scientific states it 'owned or leased' its ten data centers but does not identify which sites are owned and which are leased | Core Scientific, Inc. Form 10-K FY2025 (FYE 31-Dec-2025), Item 1 Business - gross utility power capacity by facility and utility. | Muskogee, Muskogee County, Oklahoma | Core Scientific, Inc. Form 10-K FY2025 (FYE 31-Dec-2025), Item 1 Business - gross utility power capacity by facility and utility. | SPP (analyst mapping) | Core Scientific, Inc. Form 10-K FY2025 (FYE 31-Dec-2025), Item 1 Business - gross utility power capacity by facility and utility. | Oklahoma Gas & Electric (OG&E) | Core Scientific, Inc. Form 10-K FY2025 (FYE 31-Dec-2025), Item 1 Business - gross utility power capacity by facility and utility. | 100 MW gross utility power capacity as at 31-Dec-2025 | Core Scientific, Inc. Form 10-K FY2025 (FYE 31-Dec-2025), Item 1 Business - gross utility power capacity by facility and utility. | Operating site | Core Scientific, Inc. Form 10-K FY2025 (FYE 31-Dec-2025), Item 1 Business - gross utility power capacity by facility and utility. | Not disclosed in official sources reviewed | n/a - no official disclosure located | A leased 70 MW building designed for the NVIDIA GB300 platform, in final testing and commissioning | Core Scientific press release, 'Core Scientific Announces Second Quarter 2026 Results', 27-Jul-2026. | Company announced plans to expand the Muskogee campus to 1.5 GW of gross power | Core Scientific corporate website, High-Density Data Centers / data center locations. | Q2 CY2026: 70 MW building on track for delivery to its customer | Core Scientific press release, 'Core Scientific Announces Second Quarter 2026 Results', 27-Jul-2026. | Not disclosed in official sources reviewed | n/a - no official disclosure located | Not disclosed in official sources reviewed | n/a - no official disclosure located | RE-VERIFY before publication | The 1.5 GW Muskogee expansion is a company announcement; confirm whether any portion carries utility or SPP approval before treating it as pipeline MW.
Galaxy Digital | GLXY | Caspian | OWNED - Galaxy states it 'acquired two additional sites for development in Texas, Caspian and Selene'. Acquisitions were structured with back-ended capital commitments tied to milestones | Galaxy Digital Inc. Form 8-K Ex-99.1, 'Galaxy Announces Second Quarter 2026 Financial Results', 5-Aug-2026 - Corporate Updates and Data Center Business sections. | Texas - specific county not disclosed | Galaxy Digital Inc. Form 8-K Ex-99.1, 'Galaxy Announces Second Quarter 2026 Financial Results', 5-Aug-2026 - Corporate Updates and Data Center Business sections. | ERCOT | Galaxy Digital Inc. Form 8-K Ex-99.1, 'Galaxy Announces Second Quarter 2026 Financial Results', 5-Aug-2026 - Corporate Updates and Data Center Business sections. | Not disclosed in official sources reviewed | n/a - no official disclosure located | Approximately 700 MW of potential power capacity, SUBJECT TO ERCOT'S INTERCONNECTION PROCESS | Galaxy Digital Inc. Form 8-K Ex-99.1, 'Galaxy Announces Second Quarter 2026 Financial Results', 5-Aug-2026 - Corporate Updates and Data Center Business sections. | 0 MW | Galaxy Digital Inc. Form 8-K Ex-99.1, 'Galaxy Announces Second Quarter 2026 Financial Results', 5-Aug-2026 - Corporate Updates and Data Center Business sections. | 0 MW | Galaxy Digital Inc. Form 8-K Ex-99.1, 'Galaxy Announces Second Quarter 2026 Financial Results', 5-Aug-2026 - Corporate Updates and Data Center Business sections. | 0 MW - uncontracted | Galaxy Digital Inc. Form 8-K Ex-99.1, 'Galaxy Announces Second Quarter 2026 Financial Results', 5-Aug-2026 - Corporate Updates and Data Center Business sections. | Part of the three-site Texas expansion that took Galaxy's total power pipeline beyond 5.7 GW | Galaxy Digital Inc. Form 8-K Ex-99.1, 'Galaxy Announces Second Quarter 2026 Financial Results', 5-Aug-2026 - Corporate Updates and Data Center Business sections. | Acquired subsequent to the quarter ended 30-Jun-2026 and disclosed on 5-Aug-2026. No energization date given | Galaxy Digital Inc. Form 8-K Ex-99.1, 'Galaxy Announces Second Quarter 2026 Financial Results', 5-Aug-2026 - Corporate Updates and Data Center Business sections. | Reported on the Q2 call as ELIGIBLE FOR BATCH ZERO BASE LOAD. Galaxy defines base-load eligibility as completion of required milestones INCLUDING SIGNED INTERCONNECTION AGREEMENTS AND POSTING OF FINANCIAL SECURITY | 1) Galaxy Digital Q2 2026 earnings call, 5-Aug-2026 (transcript). Management commentary on the Batch Zero classification of Caspian and Selene. 2) Galaxy Digital Inc. Form 8-K Ex-99.1, 'Galaxy Announces Second Quarter 2026 Financial Results', 5-Aug-2026 - Corporate Updates and Data Center Business sections. (Excel permits one link per cell - this cell opens source 1; every source above is individually clickable on the Source Log tab.) | None - uncontracted | Galaxy Digital Inc. Form 8-K Ex-99.1, 'Galaxy Announces Second Quarter 2026 Financial Results', 5-Aug-2026 - Corporate Updates and Data Center Business sections. | RE-VERIFY before publication | NEW SITE (v3.1). The 700 MW and the ERCOT-process caveat are taken directly from the Q2 press release. The base-load eligibility is from earnings-call commentary rather than the press-release body I read, so RE-VERIFY the site-level classification against the Q2 slide deck before publishing it. Galaxy structured these acquisitions with back-ended capital commitments tied to milestones, which lets it control large capacity with limited upfront risk.
Galaxy Digital | GLXY | Helios | NOT DISCLOSED - Galaxy describes more than 2,200 acres of contiguous land 'under Galaxy's direct control' without stating tenure. It separately states the 345 kV substation on the campus is PRIVATELY OWNED by Galaxy | 1) Galaxy Digital Inc. Form 8-K Ex-99.1, 'Galaxy Announces Second Quarter 2026 Financial Results', 5-Aug-2026 - Corporate Updates and Data Center Business sections. 2) Galaxy Digital Inc. Form 8-K Ex-99.2, Q1 2026 Investor Overview (as of 31-Mar-2026), slides 7, 14, 15, 16. (Excel permits one link per cell - this cell opens source 1; every source above is individually clickable on the Source Log tab.) | Dickens County, West Texas, approx. 60 miles from Lubbock. Campus spans MORE THAN 2,200 ACRES | 1) Galaxy press release, 'Galaxy Completes Phase I of Its Helios Data Center Campus, Delivering 133 Megawatts of Critical IT Load to CoreWeave', 6-Jul-2026. 2) Galaxy Digital Inc. Form 8-K Ex-99.2, Q1 2026 Investor Overview (as of 31-Mar-2026), slides 7, 14, 15, 16. (Excel permits one link per cell - this cell opens source 1; every source above is individually clickable on the Source Log tab.) | ERCOT | Galaxy Digital Inc. Form 8-K Ex-99.1, 'Galaxy Completes ERCOT Interconnection Studies and Secures Approval for Additional 830 Megawatts at Helios', 15-Jan-2026. | Service agreement with AEP Texas Inc.; transmission interconnection provider is Wind Energy Transmission Texas, LLC (WETT), owner of the Pitchfork and Cottonwood 345 kV substations built under the CREZ initiative | 1) Galaxy Digital Inc. Form 8-K Ex-99.1, 'Galaxy Completes ERCOT Interconnection Studies and Secures Approval for Additional 830 Megawatts at Helios', 15-Jan-2026. 2) Galaxy Digital Inc. Form 8-K Ex-99.2, Q1 2026 Investor Overview (as of 31-Mar-2026), slides 7, 14, 15, 16. (Excel permits one link per cell - this cell opens source 1; every source above is individually clickable on the Source Log tab.) | 1,630 MW total approved power capacity (800 MW previously approved plus 830 MW approved 15-Jan-2026), described as LLIS-complete, ERCOT-approved and utility-contracted | Galaxy Digital Inc. Form 8-K Ex-99.1, 'Galaxy Completes ERCOT Interconnection Studies and Secures Approval for Additional 830 Megawatts at Helios', 15-Jan-2026. | 800 MW of gross power now approved and in delivery; Galaxy's privately owned 345 kV substation supports up to 900 MW of transformer capacity across project phases | 1) Galaxy Digital Inc. Form 8-K Ex-99.2, Q1 2026 Investor Overview (as of 31-Mar-2026), slides 7, 14, 15, 16. 2) Galaxy press release, 'Galaxy Completes Phase I of Its Helios Data Center Campus, Delivering 133 Megawatts of Critical IT Load to CoreWeave', 6-Jul-2026. (Excel permits one link per cell - this cell opens source 1; every source above is individually clickable on the Source Log tab.) | 133 MW of critical IT LIVE - Phase I fully delivered to CoreWeave. Galaxy expects Phase I to generate quarterly leasing revenue of approximately $80 million at a project-level Adjusted EBITDA margin of over 90% beginning in Q3 2026 | 1) Galaxy press release, 'Galaxy Announces Second Quarter 2026 Financial Results', 5-Aug-2026. 2) Galaxy press release, 'Galaxy Completes Phase I of Its Helios Data Center Campus, Delivering 133 Megawatts of Critical IT Load to CoreWeave', 6-Jul-2026. (Excel permits one link per cell - this cell opens source 1; every source above is individually clickable on the Source Log tab.) | 526 MW critical IT leased to CoreWeave for 15 years across Phases I-III (Phase I 133 MW, Phase II 260 MW, Phase III 133 MW), representing the full 800 MW of gross power currently approved; expected to generate more than $1bn of average annual revenue | 1) Galaxy press release, 'Galaxy Completes Phase I of Its Helios Data Center Campus, Delivering 133 Megawatts of Critical IT Load to CoreWeave', 6-Jul-2026. 2) Galaxy Digital Inc. Form 8-K Ex-99.2, Q1 2026 Investor Overview (as of 31-Mar-2026), slides 7, 14, 15, 16. (Excel permits one link per cell - this cell opens source 1; every source above is individually clickable on the Source Log tab.) | 830 MW of approved capacity remains uncontracted, with tenant discussions ongoing. TWO ADDITIONAL 1 GW LOAD REQUESTS - HELIOS III AND HELIOS IV - ARE PROGRESSING THROUGH ERCOT'S INTERCONNECTION PROCESS. Together with the existing approvals these represent potential total campus capacity of 3.6 GW, which Galaxy says would place Helios among the largest known 100% front-of-the-meter data center campuses | Galaxy Digital Inc. Form 8-K Ex-99.1, 'Galaxy Announces Second Quarter 2026 Financial Results', 5-Aug-2026 - Corporate Updates and Data Center Business sections. | Pre-2025: 800 MW approved. 15-Jan-2026: +830 MW ERCOT approval, LLIS complete. Q2 2026: rent commencement. 6-Jul-2026: Phase I complete, 133 MW critical IT delivered. Q3 2026: Phase I revenue run-rate of approx. $80m per quarter begins. 1H CY2027: Phase II 260 MW delivery begins. By 2028: CoreWeave at the full 526 MW | 1) Galaxy press release, 'Galaxy Announces Second Quarter 2026 Financial Results', 5-Aug-2026. 2) Galaxy press release, 'Galaxy Completes Phase I of Its Helios Data Center Campus, Delivering 133 Megawatts of Critical IT Load to CoreWeave', 6-Jul-2026. (Excel permits one link per cell - this cell opens source 1; every source above is individually clickable on the Source Log tab.) | APPROVED - Large Load Interconnection Study complete (steady-state and stability studies reviewed by ERCOT); ERCOT approval received; AEP Texas service agreement executed. Further capacity remains under study | 1) Galaxy Digital Inc. Form 8-K Ex-99.1, 'Galaxy Completes ERCOT Interconnection Studies and Secures Approval for Additional 830 Megawatts at Helios', 15-Jan-2026. 2) Galaxy Digital Inc. Form 8-K Ex-99.2, Q1 2026 Investor Overview (as of 31-Mar-2026), slides 7, 14, 15, 16. (Excel permits one link per cell - this cell opens source 1; every source above is individually clickable on the Source Log tab.) | CoreWeave (15-year initial term, two five-year extension options) | Galaxy press release, 'Galaxy Completes Phase I of Its Helios Data Center Campus, Delivering 133 Megawatts of Critical IT Load to CoreWeave', 6-Jul-2026. | Verified - Q2/FY26 company release | UPDATED v3.1. v3 carried the 3.6 GW total without explaining its composition. The Q2 release is explicit: more than 1.6 GW currently approved, plus Helios III and Helios IV as two separate 1 GW load requests still moving through ERCOT interconnection. Do not treat the 3.6 GW as approved capacity - roughly 2 GW of it is request-stage. Phase I is delivered and expected to generate approx. $80m of quarterly leasing revenue at a project-level Adjusted EBITDA margin above 90% from Q3 2026. A $3.5bn senior secured note offering due 2031 through Galaxy Helios Data Centers II LLC funds Phase II.
Galaxy Digital | GLXY | McGregor (Project Merlin) | RIGHT TO OWN - a DEVELOPMENT AGREEMENT was executed with the city of McGregor TO ACQUIRE 500 acres in the McGregor Industrial Park. Not yet owned | Galaxy Digital Inc. Form 8-K Ex-99.1, 'Galaxy Announces Second Quarter 2026 Financial Results', 5-Aug-2026 - Corporate Updates and Data Center Business sections. | McGregor Industrial Park, McGregor, McLennan County, Texas - 500 acres under a development agreement executed with THE CITY OF MCGREGOR; site is roughly 90 miles north of Austin | 1) Galaxy Digital Inc. Form 8-K Ex-99.1, 'Galaxy Announces Second Quarter 2026 Financial Results', 5-Aug-2026 - Corporate Updates and Data Center Business sections. 2) Galaxy press release, 'Galaxy Expands Data Center Footprint with Acquisition of 500 Acre Campus in McGregor, Texas', 28-Jul-2026. (Excel permits one link per cell - this cell opens source 1; every source above is individually clickable on the Source Log tab.) | ERCOT | Galaxy press release, 'Galaxy Expands Data Center Footprint with Acquisition of 500 Acre Campus in McGregor, Texas', 28-Jul-2026. | Privately funded campus including a PRIVATE SUBSTATION, which Galaxy states will insulate rate payers from the cost of the electrical infrastructure required to support the campus | Galaxy press release, 'Galaxy Expands Data Center Footprint with Acquisition of 500 Acre Campus in McGregor, Texas', 28-Jul-2026. | Approximately 74 MW secured under an initial-phase agreement, WITH THE POTENTIAL TO GROW INTO A 500 MW CAMPUS as the utility upgrades transmission infrastructure | Galaxy Digital Inc. Form 8-K Ex-99.1, 'Galaxy Announces Second Quarter 2026 Financial Results', 5-Aug-2026 - Corporate Updates and Data Center Business sections. | 0 MW | Galaxy press release, 'Galaxy Expands Data Center Footprint with Acquisition of 500 Acre Campus in McGregor, Texas', 28-Jul-2026. | 0 MW | Galaxy press release, 'Galaxy Expands Data Center Footprint with Acquisition of 500 Acre Campus in McGregor, Texas', 28-Jul-2026. | 0 MW - uncontracted | Galaxy press release, 'Galaxy Expands Data Center Footprint with Acquisition of 500 Acre Campus in McGregor, Texas', 28-Jul-2026. | Up to 500 MW total campus potential, contingent on utility transmission upgrades | Galaxy Digital Inc. Form 8-K Ex-99.1, 'Galaxy Announces Second Quarter 2026 Financial Results', 5-Aug-2026 - Corporate Updates and Data Center Business sections. | 28-Jul-2026: development agreement with the city of McGregor to acquire 500 acres; approx. $7.5m of land-sale revenue to the City. Galaxy is advancing the electrical infrastructure required to support the campus. 2028: first phase expected to begin receiving power. Expansion to 500 MW follows utility transmission upgrades | 1) Galaxy Digital Inc. Form 8-K Ex-99.1, 'Galaxy Announces Second Quarter 2026 Financial Results', 5-Aug-2026 - Corporate Updates and Data Center Business sections. 2) Galaxy press release, 'Galaxy Expands Data Center Footprint with Acquisition of 500 Acre Campus in McGregor, Texas', 28-Jul-2026. (Excel permits one link per cell - this cell opens source 1; every source above is individually clickable on the Source Log tab.) | BELOW THE 75 MW BATCH ZERO THRESHOLD in phase one by design - Galaxy expects to pursue expansion above the ERCOT large-load threshold only after the first phase is energized | 1) Galaxy press release, 'Galaxy Expands Data Center Footprint with Acquisition of 500 Acre Campus in McGregor, Texas', 28-Jul-2026. 2) ERCOT Trending Topics, 'ERCOT's New Batch Connection Process for Large Electricity Users', 18-Jun-2026. (Excel permits one link per cell - this cell opens source 1; every source above is individually clickable on the Source Log tab.) | None - uncontracted | Galaxy press release, 'Galaxy Expands Data Center Footprint with Acquisition of 500 Acre Campus in McGregor, Texas', 28-Jul-2026. | Verified - Q2/FY26 company release | CORRECTED v3.1. The Q2 press release gives a precise ceiling of 500 MW, replacing the vaguer 'multi-hundred-megawatt through 2030' carried in v3. The 74 MW first phase sits deliberately one megawatt below ERCOT's 75 MW large-load threshold, which keeps phase one outside Batch Zero entirely - a structuring choice worth flagging to clients as a template others may copy. Privately funded, including a private substation Galaxy says will insulate rate payers from the associated electrical infrastructure cost.
Galaxy Digital | GLXY | Selene | OWNED - Galaxy states it 'acquired two additional sites for development in Texas, Caspian and Selene'. Acquisitions were structured with back-ended capital commitments tied to milestones | Galaxy Digital Inc. Form 8-K Ex-99.1, 'Galaxy Announces Second Quarter 2026 Financial Results', 5-Aug-2026 - Corporate Updates and Data Center Business sections. | Texas - specific county not disclosed | Galaxy Digital Inc. Form 8-K Ex-99.1, 'Galaxy Announces Second Quarter 2026 Financial Results', 5-Aug-2026 - Corporate Updates and Data Center Business sections. | ERCOT | Galaxy Digital Inc. Form 8-K Ex-99.1, 'Galaxy Announces Second Quarter 2026 Financial Results', 5-Aug-2026 - Corporate Updates and Data Center Business sections. | Not disclosed in official sources reviewed | n/a - no official disclosure located | Approximately 900 MW of potential power capacity, SUBJECT TO ERCOT'S INTERCONNECTION PROCESS | Galaxy Digital Inc. Form 8-K Ex-99.1, 'Galaxy Announces Second Quarter 2026 Financial Results', 5-Aug-2026 - Corporate Updates and Data Center Business sections. | 0 MW | Galaxy Digital Inc. Form 8-K Ex-99.1, 'Galaxy Announces Second Quarter 2026 Financial Results', 5-Aug-2026 - Corporate Updates and Data Center Business sections. | 0 MW | Galaxy Digital Inc. Form 8-K Ex-99.1, 'Galaxy Announces Second Quarter 2026 Financial Results', 5-Aug-2026 - Corporate Updates and Data Center Business sections. | 0 MW - uncontracted | Galaxy Digital Inc. Form 8-K Ex-99.1, 'Galaxy Announces Second Quarter 2026 Financial Results', 5-Aug-2026 - Corporate Updates and Data Center Business sections. | Part of the three-site Texas expansion that took Galaxy's total power pipeline beyond 5.7 GW | Galaxy Digital Inc. Form 8-K Ex-99.1, 'Galaxy Announces Second Quarter 2026 Financial Results', 5-Aug-2026 - Corporate Updates and Data Center Business sections. | Acquired subsequent to the quarter ended 30-Jun-2026 and disclosed on 5-Aug-2026. No energization date given | Galaxy Digital Inc. Form 8-K Ex-99.1, 'Galaxy Announces Second Quarter 2026 Financial Results', 5-Aug-2026 - Corporate Updates and Data Center Business sections. | Reported on the Q2 call as SUBMITTED FOR BATCH ZERO STUDIED LOAD. Galaxy defines studied-load eligibility as completion of required Batch Zero ATTESTATIONS AND POSTING OF FINANCIAL SECURITY ahead of applicable ERCOT deadlines - a lower bar than base load, which additionally requires signed interconnection agreements | 1) Galaxy Digital Q2 2026 earnings call, 5-Aug-2026 (transcript). Management commentary on the Batch Zero classification of Caspian and Selene. 2) Galaxy Digital Inc. Form 8-K Ex-99.1, 'Galaxy Announces Second Quarter 2026 Financial Results', 5-Aug-2026 - Corporate Updates and Data Center Business sections. (Excel permits one link per cell - this cell opens source 1; every source above is individually clickable on the Source Log tab.) | None - uncontracted | Galaxy Digital Inc. Form 8-K Ex-99.1, 'Galaxy Announces Second Quarter 2026 Financial Results', 5-Aug-2026 - Corporate Updates and Data Center Business sections. | RE-VERIFY before publication | NEW SITE (v3.1). Largest of Galaxy's three new sites by potential capacity but the weaker Batch Zero category. Same re-verification caveat as Caspian: the MW figure is primary-sourced, the classification is call commentary.
Hut 8 | HUT | Alpha | OWNED (power infrastructure) - 100% Hut 8; land tenure not separately disclosed | Hut 8 Corp. Form 10-K FY2025 (FYE 31-Dec-2025), Item 1 Business - Exhibit 1 assets under management, Exhibit 2 assets under development and construction, Exhibit 4 development pipeline. | Niagara Falls, New York | Hut 8 Corp. Form 10-K FY2025 (FYE 31-Dec-2025), Item 1 Business - Exhibit 1 assets under management, Exhibit 2 assets under development and construction, Exhibit 4 development pipeline. | NYISO | Hut 8 Corp. Form 10-K FY2025 (FYE 31-Dec-2025), Item 1 Business - Exhibit 1 assets under management, Exhibit 2 assets under development and construction, Exhibit 4 development pipeline. | NYISO grid | Hut 8 Corp. Form 10-K FY2025 (FYE 31-Dec-2025), Item 1 Business - Exhibit 1 assets under management, Exhibit 2 assets under development and construction, Exhibit 4 development pipeline. | 50 MW total capacity, 100% owned | Hut 8 Corp. Form 10-K FY2025 (FYE 31-Dec-2025), Item 1 Business - Exhibit 1 assets under management, Exhibit 2 assets under development and construction, Exhibit 4 development pipeline. | Energized and operating | Hut 8 Corp. Form 10-K FY2025 (FYE 31-Dec-2025), Item 1 Business - Exhibit 1 assets under management, Exhibit 2 assets under development and construction, Exhibit 4 development pipeline. | 50 MW ASIC compute | Hut 8 Corp. Form 10-K FY2025 (FYE 31-Dec-2025), Item 1 Business - Exhibit 1 assets under management, Exhibit 2 assets under development and construction, Exhibit 4 development pipeline. | None - self-mining | Hut 8 Corp. Form 10-K FY2025 (FYE 31-Dec-2025), Item 1 Business - Exhibit 1 assets under management, Exhibit 2 assets under development and construction, Exhibit 4 development pipeline. | Not disclosed in official sources reviewed | n/a - no official disclosure located | Operating | Hut 8 Corp. Form 10-K FY2025 (FYE 31-Dec-2025), Item 1 Business - Exhibit 1 assets under management, Exhibit 2 assets under development and construction, Exhibit 4 development pipeline. | ENERGIZED / UNDER MANAGEMENT | Hut 8 Corp. Form 10-K FY2025 (FYE 31-Dec-2025), Item 1 Business - Exhibit 1 assets under management, Exhibit 2 assets under development and construction, Exhibit 4 development pipeline. | Self-mining | Hut 8 Corp. Form 10-K FY2025 (FYE 31-Dec-2025), Item 1 Business - Exhibit 1 assets under management, Exhibit 2 assets under development and construction, Exhibit 4 development pipeline. | Verified - SEC filing / 8-K exhibit
Hut 8 | HUT | Beacon Point | NOT DISCLOSED - land tenure not stated in the sources reviewed | n/a - no official disclosure located | Nueces County, Texas | 1) Hut 8 press release, 'Hut 8 Fully Commercializes 1 GW Beacon Point AI Data Center Campus with Second 352 MW IT Lease, Bringing Campus-Level Base-Term Contract Value to $19.6 Billion', Jul-2026. 2) Hut 8 corporate website, Beacon Point data center page. (Excel permits one link per cell - this cell opens source 1; every source above is individually clickable on the Source Log tab.) | ERCOT (analyst mapping - Nueces County) | n/a - no official disclosure located | Not disclosed in official sources reviewed | n/a - no official disclosure located | 1 GW campus | Hut 8 press release, 'Hut 8 Fully Commercializes 1 GW Beacon Point AI Data Center Campus with Second 352 MW IT Lease, Bringing Campus-Level Base-Term Contract Value to $19.6 Billion', Jul-2026. | 0 MW disclosed as energized | Hut 8 press release, 'Hut 8 Fully Commercializes 1 GW Beacon Point AI Data Center Campus with Second 352 MW IT Lease, Bringing Campus-Level Base-Term Contract Value to $19.6 Billion', Jul-2026. | 0 MW | Hut 8 press release, 'Hut 8 Fully Commercializes 1 GW Beacon Point AI Data Center Campus with Second 352 MW IT Lease, Bringing Campus-Level Base-Term Contract Value to $19.6 Billion', Jul-2026. | 704 MW of IT capacity FULLY COMMERCIALIZED across two 352 MW 15-year leases with the same high investment-grade tenant. Campus-level base-term contract value $19.6bn; up to $50.2bn if renewal options are exercised | 1) Hut 8 press release, 'Hut 8 Fully Commercializes 1 GW Beacon Point AI Data Center Campus with Second 352 MW IT Lease, Bringing Campus-Level Base-Term Contract Value to $19.6 Billion', Jul-2026. 2) Hut 8 press release, 'Hut 8 Commercializes First Phase of 1 GW Beacon Point AI Data Center Campus with 15-Year, 352 MW IT Lease with Base-Term Contract Value of $9.8 Billion', May-2026. (Excel permits one link per cell - this cell opens source 1; every source above is individually clickable on the Source Log tab.) | Campus described as fully commercialized at 704 MW of IT against a 1 GW campus | Hut 8 press release, 'Hut 8 Fully Commercializes 1 GW Beacon Point AI Data Center Campus with Second 352 MW IT Lease, Bringing Campus-Level Base-Term Contract Value to $19.6 Billion', Jul-2026. | May-2026: first 352 MW lease signed, base-term value $9.8bn. Jul-2026: second 352 MW lease signed subsequent to quarter end, doubling contracted capacity to 704 MW and fully commercializing the campus. Q3 2027: INITIAL DATA HALL DELIVERY TARGETED | 1) Hut 8 press release, 'Hut 8 Reports Second Quarter 2026 Results', 4-Aug-2026. 2) Hut 8 press release, 'Hut 8 Fully Commercializes 1 GW Beacon Point AI Data Center Campus with Second 352 MW IT Lease, Bringing Campus-Level Base-Term Contract Value to $19.6 Billion', Jul-2026. (Excel permits one link per cell - this cell opens source 1; every source above is individually clickable on the Source Log tab.) | Not disclosed in official sources reviewed - no interconnection stage disclosed | n/a - no official disclosure located | Undisclosed high investment-grade tenant - the same counterparty on both leases | Hut 8 press release, 'Hut 8 Fully Commercializes 1 GW Beacon Point AI Data Center Campus with Second 352 MW IT Lease, Bringing Campus-Level Base-Term Contract Value to $19.6 Billion', Jul-2026. | Verified - Q2/FY26 company release | UPDATED v3. Initial data hall targeted for Q3 2027, one quarter behind River Bend. Portfolio-wide, Hut 8 has 949 MW of contracted AI data center capacity against 1,330 MW of utility capacity, $26.6bn of aggregate base-term contract value, and secured $7.5bn of investment-grade project financing in Q2 2026.
Hut 8 | HUT | Development pipeline (unnamed sites) | NOT DISCLOSED - staged pipeline. Hut 8's exclusivity stage is defined as either an exclusivity agreement preventing sale of designated land and power capacity to another party, or a tendered interconnection agreement. Sites are unnamed and tenure is not broken out | Hut 8 Corp. Form 10-K FY2025 (FYE 31-Dec-2025), Item 1 Business - Exhibit 1 assets under management, Exhibit 2 assets under development and construction, Exhibit 4 development pipeline. | Texas (two sites) and Illinois (one site); names withheld | Hut 8 Corp. Form 10-K FY2025 (FYE 31-Dec-2025), Item 1 Business - Exhibit 1 assets under management, Exhibit 2 assets under development and construction, Exhibit 4 development pipeline. | ERCOT for the Texas sites; Illinois spans PJM and MISO and is not determinable from the filing | n/a - no official disclosure located | Not disclosed in official sources reviewed | n/a - no official disclosure located | Development pipeline of approximately 8,660 MW as at 30-Jun-2026: 5,400 MW Under Diligence, 1,880 MW Under Exclusivity, 50 MW Under Development and 1,330 MW Under Construction | Hut 8 press release, 'Hut 8 Reports Second Quarter 2026 Results', 4-Aug-2026. | 0 MW | Hut 8 Corp. Form 10-K FY2025 (FYE 31-Dec-2025), Item 1 Business - Exhibit 1 assets under management, Exhibit 2 assets under development and construction, Exhibit 4 development pipeline. | 0 MW | Hut 8 Corp. Form 10-K FY2025 (FYE 31-Dec-2025), Item 1 Business - Exhibit 1 assets under management, Exhibit 2 assets under development and construction, Exhibit 4 development pipeline. | 0 MW - application listed as TBD | Hut 8 Corp. Form 10-K FY2025 (FYE 31-Dec-2025), Item 1 Business - Exhibit 1 assets under management, Exhibit 2 assets under development and construction, Exhibit 4 development pipeline. | Energy Capacity Under Exclusivity rose to 1,880 MW at 30-Jun-2026 from 1,755 MW at 31-Dec-2025 | 1) Hut 8 press release, 'Hut 8 Reports Second Quarter 2026 Results', 4-Aug-2026. 2) Hut 8 Corp. Form 10-K FY2025 (FYE 31-Dec-2025), Item 1 Business - Exhibit 1 assets under management, Exhibit 2 assets under development and construction, Exhibit 4 development pipeline. (Excel permits one link per cell - this cell opens source 1; every source above is individually clickable on the Source Log tab.) | Under Development fell to just 50 MW at 30-Jun-2026 as River Bend and Beacon Point moved into the 1,330 MW Under Construction bucket | Hut 8 press release, 'Hut 8 Reports Second Quarter 2026 Results', 4-Aug-2026. | UNDER DEVELOPMENT - definitive land and/or power agreements being executed. Exclusivity is defined as either an exclusivity agreement preventing sale of designated land and power capacity, or A TENDERED INTERCONNECTION AGREEMENT confirming a viable path to securing power | Hut 8 Corp. Form 10-K FY2025 (FYE 31-Dec-2025), Item 1 Business - Exhibit 1 assets under management, Exhibit 2 assets under development and construction, Exhibit 4 development pipeline. | None - TBD | Hut 8 Corp. Form 10-K FY2025 (FYE 31-Dec-2025), Item 1 Business - Exhibit 1 assets under management, Exhibit 2 assets under development and construction, Exhibit 4 development pipeline. | Verified - Q2/FY26 company release | UPDATED v3 and RESTATED. The v2 figures were the 31-Dec-2025 snapshot. At 30-Jun-2026 the pipeline totals approximately 8,660 MW and the composition has shifted materially: Under Development has collapsed to 50 MW because River Bend and Beacon Point were promoted into construction. Read the stage mix, not just the headline total.
Hut 8 | HUT | Drumheller | OWNED (power infrastructure) - 100% Hut 8, non-operational; land tenure not separately disclosed | Hut 8 Corp. Form 10-K FY2025 (FYE 31-Dec-2025), Item 1 Business - Exhibit 1 assets under management, Exhibit 2 assets under development and construction, Exhibit 4 development pipeline. | Drumheller, Alberta, Canada | Hut 8 Corp. Form 10-K FY2025 (FYE 31-Dec-2025), Item 1 Business - Exhibit 1 assets under management, Exhibit 2 assets under development and construction, Exhibit 4 development pipeline. | AESO | Hut 8 Corp. Form 10-K FY2025 (FYE 31-Dec-2025), Item 1 Business - Exhibit 1 assets under management, Exhibit 2 assets under development and construction, Exhibit 4 development pipeline. | AESO grid | Hut 8 Corp. Form 10-K FY2025 (FYE 31-Dec-2025), Item 1 Business - Exhibit 1 assets under management, Exhibit 2 assets under development and construction, Exhibit 4 development pipeline. | 42 MW total capacity, 100% owned | Hut 8 Corp. Form 10-K FY2025 (FYE 31-Dec-2025), Item 1 Business - Exhibit 1 assets under management, Exhibit 2 assets under development and construction, Exhibit 4 development pipeline. | NON-OPERATIONAL as at 31-Dec-2025 | Hut 8 Corp. Form 10-K FY2025 (FYE 31-Dec-2025), Item 1 Business - Exhibit 1 assets under management, Exhibit 2 assets under development and construction, Exhibit 4 development pipeline. | 0 MW | Hut 8 Corp. Form 10-K FY2025 (FYE 31-Dec-2025), Item 1 Business - Exhibit 1 assets under management, Exhibit 2 assets under development and construction, Exhibit 4 development pipeline. | Not disclosed in official sources reviewed | n/a - no official disclosure located | Not disclosed in official sources reviewed | n/a - no official disclosure located | Non-operational | Hut 8 Corp. Form 10-K FY2025 (FYE 31-Dec-2025), Item 1 Business - Exhibit 1 assets under management, Exhibit 2 assets under development and construction, Exhibit 4 development pipeline. | UNDER MANAGEMENT but application listed as non-operational | Hut 8 Corp. Form 10-K FY2025 (FYE 31-Dec-2025), Item 1 Business - Exhibit 1 assets under management, Exhibit 2 assets under development and construction, Exhibit 4 development pipeline. | None | Hut 8 Corp. Form 10-K FY2025 (FYE 31-Dec-2025), Item 1 Business - Exhibit 1 assets under management, Exhibit 2 assets under development and construction, Exhibit 4 development pipeline. | Verified - SEC filing / 8-K exhibit | Potential re-energization optionality; nothing disclosed.
Hut 8 | HUT | King Mountain | JV - 50.0% Hut 8 ownership | Hut 8 Corp. Form 10-K FY2025 (FYE 31-Dec-2025), Item 1 Business - Exhibit 1 assets under management, Exhibit 2 assets under development and construction, Exhibit 4 development pipeline. | McCamey, Upton County, Texas | Hut 8 Corp. Form 10-K FY2025 (FYE 31-Dec-2025), Item 1 Business - Exhibit 1 assets under management, Exhibit 2 assets under development and construction, Exhibit 4 development pipeline. | ERCOT | Hut 8 Corp. Form 10-K FY2025 (FYE 31-Dec-2025), Item 1 Business - Exhibit 1 assets under management, Exhibit 2 assets under development and construction, Exhibit 4 development pipeline. | Wind plus ERCOT grid | Hut 8 Corp. Form 10-K FY2025 (FYE 31-Dec-2025), Item 1 Business - Exhibit 1 assets under management, Exhibit 2 assets under development and construction, Exhibit 4 development pipeline. | 280 MW total capacity; Hut 8 ownership 50.0% | Hut 8 Corp. Form 10-K FY2025 (FYE 31-Dec-2025), Item 1 Business - Exhibit 1 assets under management, Exhibit 2 assets under development and construction, Exhibit 4 development pipeline. | Energized and operating | Hut 8 Corp. Form 10-K FY2025 (FYE 31-Dec-2025), Item 1 Business - Exhibit 1 assets under management, Exhibit 2 assets under development and construction, Exhibit 4 development pipeline. | 280 MW ASIC compute | Hut 8 Corp. Form 10-K FY2025 (FYE 31-Dec-2025), Item 1 Business - Exhibit 1 assets under management, Exhibit 2 assets under development and construction, Exhibit 4 development pipeline. | Not disclosed in official sources reviewed | n/a - no official disclosure located | Not disclosed in official sources reviewed | n/a - no official disclosure located | Operating | Hut 8 Corp. Form 10-K FY2025 (FYE 31-Dec-2025), Item 1 Business - Exhibit 1 assets under management, Exhibit 2 assets under development and construction, Exhibit 4 development pipeline. | ENERGIZED / UNDER MANAGEMENT | Hut 8 Corp. Form 10-K FY2025 (FYE 31-Dec-2025), Item 1 Business - Exhibit 1 assets under management, Exhibit 2 assets under development and construction, Exhibit 4 development pipeline. | Not disclosed in official sources reviewed | n/a - no official disclosure located | Verified - SEC filing / 8-K exhibit | Largest ERCOT-connected asset in the operating fleet but only 50% owned - relevant to the ownership limb of the Texas data center audit.
Hut 8 | HUT | Medicine Hat | OWNED (power infrastructure) - 100% Hut 8; land tenure not separately disclosed | Hut 8 Corp. Form 10-K FY2025 (FYE 31-Dec-2025), Item 1 Business - Exhibit 1 assets under management, Exhibit 2 assets under development and construction, Exhibit 4 development pipeline. | Medicine Hat, Alberta, Canada | Hut 8 Corp. Form 10-K FY2025 (FYE 31-Dec-2025), Item 1 Business - Exhibit 1 assets under management, Exhibit 2 assets under development and construction, Exhibit 4 development pipeline. | AESO (Alberta Electric System Operator) | Hut 8 Corp. Form 10-K FY2025 (FYE 31-Dec-2025), Item 1 Business - Exhibit 1 assets under management, Exhibit 2 assets under development and construction, Exhibit 4 development pipeline. | Combined cycle gas turbine plus AESO grid | Hut 8 Corp. Form 10-K FY2025 (FYE 31-Dec-2025), Item 1 Business - Exhibit 1 assets under management, Exhibit 2 assets under development and construction, Exhibit 4 development pipeline. | 67 MW total capacity, 100% owned | Hut 8 Corp. Form 10-K FY2025 (FYE 31-Dec-2025), Item 1 Business - Exhibit 1 assets under management, Exhibit 2 assets under development and construction, Exhibit 4 development pipeline. | Energized and operating | Hut 8 Corp. Form 10-K FY2025 (FYE 31-Dec-2025), Item 1 Business - Exhibit 1 assets under management, Exhibit 2 assets under development and construction, Exhibit 4 development pipeline. | 67 MW ASIC compute | Hut 8 Corp. Form 10-K FY2025 (FYE 31-Dec-2025), Item 1 Business - Exhibit 1 assets under management, Exhibit 2 assets under development and construction, Exhibit 4 development pipeline. | None - self-mining | Hut 8 Corp. Form 10-K FY2025 (FYE 31-Dec-2025), Item 1 Business - Exhibit 1 assets under management, Exhibit 2 assets under development and construction, Exhibit 4 development pipeline. | Not disclosed in official sources reviewed | n/a - no official disclosure located | Operating | Hut 8 Corp. Form 10-K FY2025 (FYE 31-Dec-2025), Item 1 Business - Exhibit 1 assets under management, Exhibit 2 assets under development and construction, Exhibit 4 development pipeline. | ENERGIZED / UNDER MANAGEMENT | Hut 8 Corp. Form 10-K FY2025 (FYE 31-Dec-2025), Item 1 Business - Exhibit 1 assets under management, Exhibit 2 assets under development and construction, Exhibit 4 development pipeline. | Self-mining | Hut 8 Corp. Form 10-K FY2025 (FYE 31-Dec-2025), Item 1 Business - Exhibit 1 assets under management, Exhibit 2 assets under development and construction, Exhibit 4 development pipeline. | Verified - SEC filing / 8-K exhibit | One of the few sites in the peer group with co-located gas generation - relevant to the 'add generation, not just load' limb of the Abbott directives, though Alberta is out of ERCOT scope.
Hut 8 | HUT | River Bend | NOT DISCLOSED - land tenure not stated; Hut 8 describes 330 MW of utility capacity being commercialized | Hut 8 Corp. Form 10-K FY2025 (FYE 31-Dec-2025), Item 1 Business - Exhibit 1 assets under management, Exhibit 2 assets under development and construction, Exhibit 4 development pipeline. | West Feliciana Parish, LOUISIANA | 1) Hut 8 press release, 'Hut 8 Reports First Quarter 2026 Results', 6-May-2026. 2) Hut 8 corporate website, River Bend data center page. (Excel permits one link per cell - this cell opens source 1; every source above is individually clickable on the Source Log tab.) | MISO (analyst mapping - Louisiana) | n/a - no official disclosure located | Not disclosed in official sources reviewed | n/a - no official disclosure located | 330 MW of utility capacity being commercialized | 1) Hut 8 Corp. Form 10-K FY2025 (FYE 31-Dec-2025), Item 1 Business - Exhibit 1 assets under management, Exhibit 2 assets under development and construction, Exhibit 4 development pipeline. 2) Hut 8 press release, 'Hut 8 Reports First Quarter 2026 Results', 6-May-2026. (Excel permits one link per cell - this cell opens source 1; every source above is individually clickable on the Source Log tab.) | 0 MW - in advanced construction as at Q1 2026 | Hut 8 press release, 'Hut 8 Reports First Quarter 2026 Results', 6-May-2026. | 0 MW | Hut 8 press release, 'Hut 8 Reports First Quarter 2026 Results', 6-May-2026. | 245 MW of IT capacity under a 15-year lease with Fluidstack, base-term contract value $7.0bn and up to $17.7bn if all renewal options are exercised, with Google providing a financial backstop for the 15-year base term | Hut 8 press release, 'Hut 8 Signs 15-Year, 245 MW AI Data Center Lease at River Bend Campus with Total Contract Value of $7.0 Billion', 17-Dec-2025. | Right of first offer for up to an ADDITIONAL 1,000 MW in future expansion phases, subject to power availability at the site | Hut 8 press release, 'Hut 8 Signs 15-Year, 245 MW AI Data Center Lease at River Bend Campus with Total Contract Value of $7.0 Billion', 17-Dec-2025. | 17-Dec-2025: 15-year 245 MW lease signed. Q1 2026: advanced construction. Q2 2026: in active construction within the 1,330 MW of utility capacity across River Bend and Beacon Point. Q2 2027: INITIAL DATA HALL DELIVERY TARGETED, with additional data halls over the balance of 2027 | 1) Hut 8 press release, 'Hut 8 Reports Second Quarter 2026 Results', 4-Aug-2026. 2) Hut 8 press release, 'Hut 8 Signs 15-Year, 245 MW AI Data Center Lease at River Bend Campus with Total Contract Value of $7.0 Billion', 17-Dec-2025. (Excel permits one link per cell - this cell opens source 1; every source above is individually clickable on the Source Log tab.) | UNDER CONSTRUCTION - a transaction advanced 330 MW of utility capacity from Energy Capacity Under Development into Energy Capacity Under Construction | Hut 8 Corp. Form 10-K FY2025 (FYE 31-Dec-2025), Item 1 Business - Exhibit 1 assets under management, Exhibit 2 assets under development and construction, Exhibit 4 development pipeline. | Fluidstack, with Google financial backstop | Hut 8 press release, 'Hut 8 Signs 15-Year, 245 MW AI Data Center Lease at River Bend Campus with Total Contract Value of $7.0 Billion', 17-Dec-2025. | Verified - Q2/FY26 company release | UPDATED v3. Q2 2026 confirms the Q2 2027 initial data hall target. Hut 8 secured $7.5bn of investment-grade project financing during the quarter.
Hut 8 | HUT | Salt Creek | OWNED (power infrastructure) - 100% Hut 8; land tenure not separately disclosed | Hut 8 Corp. Form 10-K FY2025 (FYE 31-Dec-2025), Item 1 Business - Exhibit 1 assets under management, Exhibit 2 assets under development and construction, Exhibit 4 development pipeline. | Orla, Reeves County, Texas | Hut 8 Corp. Form 10-K FY2025 (FYE 31-Dec-2025), Item 1 Business - Exhibit 1 assets under management, Exhibit 2 assets under development and construction, Exhibit 4 development pipeline. | ERCOT | Hut 8 Corp. Form 10-K FY2025 (FYE 31-Dec-2025), Item 1 Business - Exhibit 1 assets under management, Exhibit 2 assets under development and construction, Exhibit 4 development pipeline. | ERCOT grid | Hut 8 Corp. Form 10-K FY2025 (FYE 31-Dec-2025), Item 1 Business - Exhibit 1 assets under management, Exhibit 2 assets under development and construction, Exhibit 4 development pipeline. | 63 MW total capacity, 100% owned | Hut 8 Corp. Form 10-K FY2025 (FYE 31-Dec-2025), Item 1 Business - Exhibit 1 assets under management, Exhibit 2 assets under development and construction, Exhibit 4 development pipeline. | Energized and operating | Hut 8 Corp. Form 10-K FY2025 (FYE 31-Dec-2025), Item 1 Business - Exhibit 1 assets under management, Exhibit 2 assets under development and construction, Exhibit 4 development pipeline. | 63 MW - one of three bitcoin mining sites comprising part of Hut 8's 180 MW of bitcoin mining capacity, with Alpha and Medicine Hat | Hut 8 Corp. Form 10-K FY2025 (FYE 31-Dec-2025), Item 1 Business - Exhibit 1 assets under management, Exhibit 2 assets under development and construction, Exhibit 4 development pipeline. | None - self-mining | Hut 8 Corp. Form 10-K FY2025 (FYE 31-Dec-2025), Item 1 Business - Exhibit 1 assets under management, Exhibit 2 assets under development and construction, Exhibit 4 development pipeline. | Not disclosed in official sources reviewed | n/a - no official disclosure located | Operating | Hut 8 Corp. Form 10-K FY2025 (FYE 31-Dec-2025), Item 1 Business - Exhibit 1 assets under management, Exhibit 2 assets under development and construction, Exhibit 4 development pipeline. | ENERGIZED / UNDER MANAGEMENT. Below the 75 MW ERCOT Batch Zero threshold | 1) Hut 8 Corp. Form 10-K FY2025 (FYE 31-Dec-2025), Item 1 Business - Exhibit 1 assets under management, Exhibit 2 assets under development and construction, Exhibit 4 development pipeline. 2) ERCOT Trending Topics, 'ERCOT's New Batch Connection Process for Large Electricity Users', 18-Jun-2026. (Excel permits one link per cell - this cell opens source 1; every source above is individually clickable on the Source Log tab.) | Self-mining | Hut 8 Corp. Form 10-K FY2025 (FYE 31-Dec-2025), Item 1 Business - Exhibit 1 assets under management, Exhibit 2 assets under development and construction, Exhibit 4 development pipeline. | Verified - SEC filing / 8-K exhibit
Hut 8 | HUT | Vega | OWNED (power infrastructure) - 100% Hut 8. Hut 8 notes its stated ownership percentage denotes ownership of the POWER INFRASTRUCTURE at owned or leased sites, so LAND tenure is not separately disclosed | Hut 8 Corp. Form 10-K FY2025 (FYE 31-Dec-2025), Item 1 Business - Exhibit 1 assets under management, Exhibit 2 assets under development and construction, Exhibit 4 development pipeline. | Texas Panhandle | Hut 8 Corp. Form 10-K FY2025 (FYE 31-Dec-2025), Item 1 Business - Exhibit 1 assets under management, Exhibit 2 assets under development and construction, Exhibit 4 development pipeline. | ERCOT (as stated by the company: 'Wind + ERCOT grid') | Hut 8 Corp. Form 10-K FY2025 (FYE 31-Dec-2025), Item 1 Business - Exhibit 1 assets under management, Exhibit 2 assets under development and construction, Exhibit 4 development pipeline. | Wind plus ERCOT grid | Hut 8 Corp. Form 10-K FY2025 (FYE 31-Dec-2025), Item 1 Business - Exhibit 1 assets under management, Exhibit 2 assets under development and construction, Exhibit 4 development pipeline. | 205 MW total capacity, 100% Hut 8 owned | Hut 8 Corp. Form 10-K FY2025 (FYE 31-Dec-2025), Item 1 Business - Exhibit 1 assets under management, Exhibit 2 assets under development and construction, Exhibit 4 development pipeline. | Energized - listed in Energy Capacity Under Management as at 31-Dec-2025 | Hut 8 Corp. Form 10-K FY2025 (FYE 31-Dec-2025), Item 1 Business - Exhibit 1 assets under management, Exhibit 2 assets under development and construction, Exhibit 4 development pipeline. | 205 MW of ASIC colocation capacity | Hut 8 Corp. Form 10-K FY2025 (FYE 31-Dec-2025), Item 1 Business - Exhibit 1 assets under management, Exhibit 2 assets under development and construction, Exhibit 4 development pipeline. | 205 MW of ASIC colocation capacity hosting miners for BITMAIN | Hut 8 Corp. Form 10-K FY2025 (FYE 31-Dec-2025), Item 1 Business - Exhibit 1 assets under management, Exhibit 2 assets under development and construction, Exhibit 4 development pipeline. | Not disclosed in official sources reviewed | n/a - no official disclosure located | 205 MW appears in Energy Capacity Under Construction in the Q1 2025 column of Exhibit 4 and moves to Energy Capacity Under Management by 31-Dec-2025 | Hut 8 Corp. Form 10-K FY2025 (FYE 31-Dec-2025), Item 1 Business - Exhibit 1 assets under management, Exhibit 2 assets under development and construction, Exhibit 4 development pipeline. | ENERGIZED / UNDER MANAGEMENT | Hut 8 Corp. Form 10-K FY2025 (FYE 31-Dec-2025), Item 1 Business - Exhibit 1 assets under management, Exhibit 2 assets under development and construction, Exhibit 4 development pipeline. | BITMAIN (ASIC colocation) | Hut 8 Corp. Form 10-K FY2025 (FYE 31-Dec-2025), Item 1 Business - Exhibit 1 assets under management, Exhibit 2 assets under development and construction, Exhibit 4 development pipeline. | Verified - SEC filing / 8-K exhibit | DISCREPANCY RESOLVED - no double count. Exhibit 4 is a quarterly time series, so the 205 MW sits in the Q1 2025 column only and then moves into Exhibit 1.
IREN | IREN | Badajoz (Nostrum, Spain) | OWNED via corporate acquisition - IREN completed the acquisition of Ingenostrum, S.L. (Nostrum Group) on 15-Jun-2026; site-level land tenure is not separately disclosed | IREN press release, 'IREN Completes Acquisition of Nostrum Group Expanding AI Cloud Platform to Europe', 15-Jun-2026. | Badajoz, Spain | IREN press release, 'IREN Reports FY26 Results' (FYE 30-Jun-2026), 27-Aug-2026. | Not disclosed in official sources reviewed | n/a - no official disclosure located | Not disclosed in official sources reviewed | n/a - no official disclosure located | 490 MW acquired, plus a GW+ development pipeline | IREN, 'Business Update and Q3 FY26 Results', 8-K exhibit, 7-May-2026. | 0 MW | IREN, 'Business Update and Q3 FY26 Results', 8-K exhibit, 7-May-2026. | 0 MW | IREN, 'Business Update and Q3 FY26 Results', 8-K exhibit, 7-May-2026. | Not disclosed in official sources reviewed | n/a - no official disclosure located | GW+ development pipeline, not quantified | IREN, 'Business Update and Q3 FY26 Results', 8-K exhibit, 7-May-2026. | 15-Jun-2026: acquisition of Ingenostrum, S.L. completed. FY26 results confirm development progressing at Badajoz alongside Sweetwater, Kiowa and Bundey | 1) IREN press release, 'IREN Reports FY26 Results' (FYE 30-Jun-2026), 27-Aug-2026. 2) IREN press release, 'IREN Completes Acquisition of Nostrum Group Expanding AI Cloud Platform to Europe', 15-Jun-2026. (Excel permits one link per cell - this cell opens source 1; every source above is individually clickable on the Source Log tab.) | ACQUISITION COMPLETED - Nostrum is a developer of grid-connected AI data centers in Spain | IREN press release, 'IREN Completes Acquisition of Nostrum Group Expanding AI Cloud Platform to Europe', 15-Jun-2026. | Not disclosed in official sources reviewed | n/a - no official disclosure located | Verified - Q2/FY26 company release | UPDATED v3. The FY26 release names BADAJOZ as the Spanish development site, replacing the generic 'Nostrum portfolio' description carried in v2.
IREN | IREN | Bundey | NOT DISCLOSED - the disclosure covers a transmission connection agreement, not land tenure | IREN press release, 'IREN Announces First Australian Data Center Campus - 800MW in South Australia', 3-Jun-2026. | Bundey, South Australia - approx. 78 miles northeast of Adelaide | IREN press release, 'IREN Announces First Australian Data Center Campus - 800MW in South Australia', 3-Jun-2026. | Australian National Electricity Market (NEM) - South Australia region | IREN press release, 'IREN Announces First Australian Data Center Campus - 800MW in South Australia', 3-Jun-2026. | Transmission connection agreement secures four 330kV feeder exits at the utility's substation | IREN press release, 'IREN Announces First Australian Data Center Campus - 800MW in South Australia', 3-Jun-2026. | 800 MW - transmission connection agreement signed; 'expected to support up to 800MW without requiring network upgrades' | IREN press release, 'IREN Announces First Australian Data Center Campus - 800MW in South Australia', 3-Jun-2026. | 0 MW | IREN press release, 'IREN Announces First Australian Data Center Campus - 800MW in South Australia', 3-Jun-2026. | 0 MW | IREN press release, 'IREN Announces First Australian Data Center Campus - 800MW in South Australia', 3-Jun-2026. | Not disclosed in official sources reviewed | n/a - no official disclosure located | First announced Australian project and one of the largest in Asia-Pacific announced to date; submarine fibre connectivity to Singapore, Indonesia, South Korea and Japan | IREN press release, 'IREN Announces First Australian Data Center Campus - 800MW in South Australia', 3-Jun-2026. | 3-Jun-2026: transmission connection agreement signed. FY26 results confirm development progressing. On track to commence energization from 2028 | 1) IREN press release, 'IREN Reports FY26 Results' (FYE 30-Jun-2026), 27-Aug-2026. 2) IREN press release, 'IREN Announces First Australian Data Center Campus - 800MW in South Australia', 3-Jun-2026. (Excel permits one link per cell - this cell opens source 1; every source above is individually clickable on the Source Log tab.) | AGREEMENT EXECUTED - transmission connection agreement signed; subject to satisfaction of regulatory approvals and conditions under that agreement | IREN press release, 'IREN Announces First Australian Data Center Campus - 800MW in South Australia', 3-Jun-2026. | Not disclosed in official sources reviewed | n/a - no official disclosure located | Verified - Q2/FY26 company release | UPDATED v3. Confirmed as an active development project in the FY26 results. Expected to create over 200 ongoing skilled jobs plus more than 500 during construction.
IREN | IREN | Canal Flats | NOT DISCLOSED - operating site acquired Jan-2020; land tenure not separately stated | n/a - no official disclosure located | Canal Flats, British Columbia, Canada | IREN Ltd Form 10-K FY2025 (FYE 30-Jun-2025), filed 28-Aug-2025, Item 1 Business / Item 2 Properties. | BC Hydro (analyst mapping) | n/a - no official disclosure located | Not disclosed in official sources reviewed | n/a - no official disclosure located | approx. 30 MW | IREN Ltd Form 10-K FY2025 (FYE 30-Jun-2025), filed 28-Aug-2025, Item 1 Business / Item 2 Properties. | approx. 30 MW energized; operating since 2019 | IREN Ltd Form 10-K FY2025 (FYE 30-Jun-2025), filed 28-Aug-2025, Item 1 Business / Item 2 Properties. | approx. 30 MW as at 30-Jun-2025 | IREN Ltd Form 10-K FY2025 (FYE 30-Jun-2025), filed 28-Aug-2025, Item 1 Business / Item 2 Properties. | Not disclosed in official sources reviewed | n/a - no official disclosure located | Not disclosed in official sources reviewed | n/a - no official disclosure located | Operating since 2019; acquired Jan-2020. CY2027: NEW LIQUID-COOLED DEPLOYMENT PLANNED | IREN press release, 'IREN Reports FY26 Results' (FYE 30-Jun-2026), 27-Aug-2026. | ENERGIZED / OPERATING | IREN Ltd Form 10-K FY2025 (FYE 30-Jun-2025), filed 28-Aug-2025, Item 1 Business / Item 2 Properties. | Not disclosed in official sources reviewed | n/a - no official disclosure located | Verified - Q2/FY26 company release | UPDATED v3. A liquid-cooled deployment is planned here in 2027.
IREN | IREN | Childress | OWNED - freehold interests in approximately 500 acres across three properties in Childress County | IREN Ltd Form 10-K FY2025 (FYE 30-Jun-2025), filed 28-Aug-2025, Item 1 Business / Item 2 Properties. | Childress County, Texas - approx. 500 acres across three properties | IREN Ltd Form 10-K FY2025 (FYE 30-Jun-2025), filed 28-Aug-2025, Item 1 Business / Item 2 Properties. | ERCOT | IREN Ltd Form 10-K FY2025 (FYE 30-Jun-2025), filed 28-Aug-2025, Item 1 Business / Item 2 Properties. | Not disclosed in official sources reviewed | n/a - no official disclosure located | 750 MW - executed grid connection agreement | 1) IREN corporate website, Childress data center page - 'Childress Data Center ¦ 750MW AI-Optimised Facility'. 2) IREN Ltd Form 10-K FY2025 (FYE 30-Jun-2025), filed 28-Aug-2025, Item 1 Business / Item 2 Properties. (Excel permits one link per cell - this cell opens source 1; every source above is individually clickable on the Source Log tab.) | 750 MW site energized; operating since Apr-2023 | IREN Ltd Form 10-K FY2025 (FYE 30-Jun-2025), filed 28-Aug-2025, Item 1 Business / Item 2 Properties. | 650 MW of operating capacity being converted from ASIC to GPU. THE FIRST 50 MW LIQUID-COOLED DEPLOYMENT HAS BEEN DELIVERED TO MICROSOFT. Horizon 2 commissioning is underway and Horizons 3-4 are in late-stage construction | IREN press release, 'IREN Reports FY26 Results' (FYE 30-Jun-2026), 27-Aug-2026. | Microsoft: $9.7bn agreement, liquid-cooled Horizon 1-4. NVIDIA: $3.4bn 5-year AI Cloud contract deploying within 60 MW of existing Childress data centers (air-cooled Blackwell) | IREN, 'Business Update and Q3 FY26 Results', 8-K exhibit, 7-May-2026. | Site capacity capped at 750 MW; growth is via densification and the ASIC-to-GPU conversion rather than new grid capacity | IREN corporate website, Childress data center page - 'Childress Data Center ¦ 750MW AI-Optimised Facility'. | Apr-2023: operating. FY26: first 50 MW liquid-cooled deployment delivered to Microsoft; Horizon 2 commissioning underway. Q4 CY2026: Horizons 3-4 targeted for delivery. CY2027: Horizons 5-6 plus additional air-cooled capacity; NVIDIA GPU ramp from early 2027 | IREN press release, 'IREN Reports FY26 Results' (FYE 30-Jun-2026), 27-Aug-2026. | ENERGIZED / OPERATING since Apr-2023 | IREN Ltd Form 10-K FY2025 (FYE 30-Jun-2025), filed 28-Aug-2025, Item 1 Business / Item 2 Properties. | Microsoft; NVIDIA | IREN, 'Business Update and Q3 FY26 Results', 8-K exhibit, 7-May-2026. | Verified - Q2/FY26 company release | UPDATED v3. FY26 results (27-Aug-2026) confirm the first 50 MW liquid-cooled delivery to Microsoft and put Horizons 3-4 delivery in Q4 2026. Company-wide FY26 revenue was $707m against $501m in FY25, with AI Cloud revenue up eightfold to $128.8m; operating ARR reached $1bn as at 26-Aug-2026 and IREN secured $6.4bn of total new GPU financing facilities.
IREN | IREN | Mackenzie | NOT DISCLOSED - operating site; land tenure not separately stated | n/a - no official disclosure located | Mackenzie, British Columbia, Canada | IREN corporate website, Data Centers index - '6 Locations / 5 GW Total Capacity'. | BC Hydro (analyst mapping) | n/a - no official disclosure located | Not disclosed in official sources reviewed | n/a - no official disclosure located | Not disclosed in official sources reviewed - not separately quantified | n/a - no official disclosure located | Energized and operating; included in the 160 MW British Columbia total | IREN Ltd Form 10-K FY2025 (FYE 30-Jun-2025), filed 28-Aug-2025, Item 1 Business / Item 2 Properties. | Not disclosed in official sources reviewed - not separately quantified | n/a - no official disclosure located | Not disclosed in official sources reviewed | n/a - no official disclosure located | Not disclosed in official sources reviewed | n/a - no official disclosure located | Operating. CY2027: NEW LIQUID-COOLED DEPLOYMENT PLANNED | IREN press release, 'IREN Reports FY26 Results' (FYE 30-Jun-2026), 27-Aug-2026. | ENERGIZED / OPERATING | IREN Ltd Form 10-K FY2025 (FYE 30-Jun-2025), filed 28-Aug-2025, Item 1 Business / Item 2 Properties. | Not disclosed in official sources reviewed | n/a - no official disclosure located | Verified - Q2/FY26 company release | UPDATED v3. A liquid-cooled deployment is planned here in 2027. IREN still does not disclose Mackenzie's capacity separately, so no MW figure is shown.
IREN | IREN | Oklahoma (Kiowa) | NOT DISCLOSED - land tenure not stated in the sources reviewed | n/a - no official disclosure located | Oklahoma | IREN corporate website, Oklahoma data center page - 'Oklahoma Data Center ¦ 1,600MW AI Campus in Oklahoma'. | SPP (analyst mapping - not stated by the company) | n/a - no official disclosure located | Not disclosed in official sources reviewed | n/a - no official disclosure located | 1,600 MW campus | IREN corporate website, Oklahoma data center page - 'Oklahoma Data Center ¦ 1,600MW AI Campus in Oklahoma'. | 0 MW | IREN corporate website, Oklahoma data center page - 'Oklahoma Data Center ¦ 1,600MW AI Campus in Oklahoma'. | 0 MW | IREN corporate website, Oklahoma data center page - 'Oklahoma Data Center ¦ 1,600MW AI Campus in Oklahoma'. | Not disclosed in official sources reviewed | n/a - no official disclosure located | One of six IREN locations totalling 5 GW | IREN corporate website, Data Centers index - '6 Locations / 5 GW Total Capacity'. | 2028+: capacity expected to ramp from 2028. FY26 results confirm development progressing at Kiowa alongside Sweetwater, Bundey and Badajoz | 1) IREN press release, 'IREN Reports FY26 Results' (FYE 30-Jun-2026), 27-Aug-2026. 2) IREN, 'Business Update and Q3 FY26 Results', 8-K exhibit, 7-May-2026. (Excel permits one link per cell - this cell opens source 1; every source above is individually clickable on the Source Log tab.) | Not disclosed in official sources reviewed - no interconnection stage disclosed | n/a - no official disclosure located | Not disclosed in official sources reviewed | n/a - no official disclosure located | Verified - Q2/FY26 company release | UPDATED v3. The FY26 release confirms Kiowa is in active development. The 1,600 MW figure remains sourced to IREN's Oklahoma data center page rather than a filing.
IREN | IREN | Prince George | NOT DISCLOSED - operating site; land tenure not separately stated | n/a - no official disclosure located | Prince George, British Columbia, Canada | IREN Ltd Form 10-K FY2025 (FYE 30-Jun-2025), filed 28-Aug-2025, Item 1 Business / Item 2 Properties. | BC Hydro (analyst mapping) | n/a - no official disclosure located | Not disclosed in official sources reviewed | n/a - no official disclosure located | approx. 50 MW | IREN Ltd Form 10-K FY2025 (FYE 30-Jun-2025), filed 28-Aug-2025, Item 1 Business / Item 2 Properties. | approx. 50 MW energized; operating since Sep-2022 | IREN Ltd Form 10-K FY2025 (FYE 30-Jun-2025), filed 28-Aug-2025, Item 1 Business / Item 2 Properties. | approx. 50 MW of operating data center capacity as at 30-Jun-2025 | IREN Ltd Form 10-K FY2025 (FYE 30-Jun-2025), filed 28-Aug-2025, Item 1 Business / Item 2 Properties. | $0.5bn of ARR under contract from GPU deployments at Prince George | IREN, 'Business Update and Q3 FY26 Results', 8-K exhibit, 7-May-2026. | Not disclosed in official sources reviewed | n/a - no official disclosure located | Sep-2022: operating. CY2025: GPU fleet across British Columbia expanded to approx. 10.9k NVIDIA GPUs. CY2027: NEW LIQUID-COOLED DEPLOYMENT PLANNED | IREN press release, 'IREN Reports FY26 Results' (FYE 30-Jun-2026), 27-Aug-2026. | ENERGIZED / OPERATING | IREN Ltd Form 10-K FY2025 (FYE 30-Jun-2025), filed 28-Aug-2025, Item 1 Business / Item 2 Properties. | Not disclosed in official sources reviewed | n/a - no official disclosure located | Verified - Q2/FY26 company release | UPDATED v3. FY26 results disclose new liquid-cooled deployments planned at Prince George, Mackenzie and Canal Flats during 2027 - the first indication that the British Columbia sites are being converted to AI workloads rather than left as legacy mining.
IREN | IREN | Sweetwater 1 | OWNED - IREN holds freehold interests in approximately 1,836 acres across the Sweetwater 1 and Sweetwater 2 development projects | IREN Ltd Form 10-K FY2025 (FYE 30-Jun-2025), filed 28-Aug-2025, Item 1 Business / Item 2 Properties. | Sweetwater, Nolan County, Texas. Sweetwater 1 and 2 together approx. 1,836 acres freehold | IREN Ltd Form 10-K FY2025 (FYE 30-Jun-2025), filed 28-Aug-2025, Item 1 Business / Item 2 Properties. | ERCOT | IREN press release, 'IREN Announces Successful Energization of Sweetwater 1', 1-May-2026. | AEP Texas (grid connection agreement counterparty for the Sweetwater hub) | IREN press release, 'IREN Secures 2.75GW for Data Centers in West Texas with New 600MW Grid Connection Agreement', 17-Mar-2025. | 1,400 MW - executed grid connection agreement | IREN Ltd Form 10-K FY2025 (FYE 30-Jun-2025), filed 28-Aug-2025, Item 1 Business / Item 2 Properties. | 1,400 MW ENERGIZED. 'IREN today announced the successful energization of its 1.4GW Sweetwater 1 data center site in Texas. Energization marks the connection of the site's high-voltage substation to the ERCOT grid' | IREN press release, 'IREN Announces Successful Energization of Sweetwater 1', 1-May-2026. | 0 MW live IT load as at the 1-May-2026 release. Construction underway on the initial 200 MW IT load phase of liquid-cooled data centers. 'Power delivery at Sweetwater 1 is expected to ramp progressively in line with the phased construction and commissioning of data centers at the site' | IREN press release, 'IREN Announces Successful Energization of Sweetwater 1', 1-May-2026. | Not disclosed in official sources reviewed - no site-level customer contract disclosed for Sweetwater 1 | n/a - no official disclosure located | Part of the 2,000 MW Sweetwater campus (Sweetwater 1 1,400 MW + Sweetwater 2 600 MW); IREN's global secured-power pipeline is 5 GW | 1) IREN corporate website, Sweetwater data center page - 'Sweetwater Data Center ¦ 2,000MW AI Campus in Texas'. 2) IREN corporate website, Data Centers index - '6 Locations / 5 GW Total Capacity'. (Excel permits one link per cell - this cell opens source 1; every source above is individually clickable on the Source Log tab.) | Q3 FY26 (quarter ended 31-Mar-2026): substation construction completed. 1-May-2026: ENERGIZED. CY2027: Sweetwater 1 initial phase within the company-wide 1,210 MW in build. 2028+: additional Sweetwater capacity ramps | 1) IREN press release, 'IREN Announces Successful Energization of Sweetwater 1', 1-May-2026. 2) IREN, 'Business Update and Q3 FY26 Results', 8-K exhibit, 7-May-2026. (Excel permits one link per cell - this cell opens source 1; every source above is individually clickable on the Source Log tab.) | ENERGIZED - high-voltage substation connected to the ERCOT grid as of 1-May-2026 | IREN press release, 'IREN Announces Successful Energization of Sweetwater 1', 1-May-2026. | Not disclosed in official sources reviewed | n/a - no official disclosure located | Verified - company press release | CORRECTION vs prior version of this sheet: previously shown as 0 MW energized. The 1-May-2026 press release confirms the full 1.4GW site is energized at the grid connection. Note the distinction this workbook now draws between GRID-ENERGIZED MW (1,400) and LIVE IT LOAD (0, with 200 MW under construction) - they are different measures and must not be conflated.
IREN | IREN | Sweetwater 2 | OWNED - within the approximately 1,836 acres of freehold interests at Sweetwater 1 and 2; the separate 600 MW grid connection agreement covers over 500 acres | 1) IREN Ltd Form 10-K FY2025 (FYE 30-Jun-2025), filed 28-Aug-2025, Item 1 Business / Item 2 Properties. 2) IREN press release, 'IREN Secures 2.75GW for Data Centers in West Texas with New 600MW Grid Connection Agreement', 17-Mar-2025. (Excel permits one link per cell - this cell opens source 1; every source above is individually clickable on the Source Log tab.) | Sweetwater, Texas - over 500 acres, approx. 28 miles from Sweetwater 1 and approx. 39 miles from Abilene | IREN press release, 'IREN Secures 2.75GW for Data Centers in West Texas with New 600MW Grid Connection Agreement', 17-Mar-2025. | ERCOT | IREN press release, 'IREN Secures 2.75GW for Data Centers in West Texas with New 600MW Grid Connection Agreement', 17-Mar-2025. | AEP Texas Inc. | IREN press release, 'IREN Secures 2.75GW for Data Centers in West Texas with New 600MW Grid Connection Agreement', 17-Mar-2025. | 600 MW - grid connection agreement signed with AEP Texas Inc. (17-Mar-2025) | IREN press release, 'IREN Secures 2.75GW for Data Centers in West Texas with New 600MW Grid Connection Agreement', 17-Mar-2025. | 0 MW - not yet energized | IREN press release, 'IREN Secures 2.75GW for Data Centers in West Texas with New 600MW Grid Connection Agreement', 17-Mar-2025. | 0 MW | IREN press release, 'IREN Secures 2.75GW for Data Centers in West Texas with New 600MW Grid Connection Agreement', 17-Mar-2025. | Not disclosed in official sources reviewed | n/a - no official disclosure located | Completes the 2,000 MW Sweetwater campus | IREN corporate website, Sweetwater data center page - 'Sweetwater Data Center ¦ 2,000MW AI Campus in Texas'. | 17-Mar-2025: 600 MW grid connection agreement signed; $4.1m non-refundable connection costs and $26.9m refundable deposits payable over 12 months. Late 2027: target energization | IREN press release, 'IREN Secures 2.75GW for Data Centers in West Texas with New 600MW Grid Connection Agreement', 17-Mar-2025. | AGREEMENT EXECUTED - grid connection agreement signed with AEP Texas; energization targeted late 2027 | IREN press release, 'IREN Secures 2.75GW for Data Centers in West Texas with New 600MW Grid Connection Agreement', 17-Mar-2025. | Not disclosed in official sources reviewed | n/a - no official disclosure located | Verified - company press release | Corrects the prior 'RE-VERIFY' flag - the 600 MW and the connection agreement are confirmed by a dedicated press release.
Riot Platforms | RIOT | Corsicana | OWNED - Riot describes 1 GW of fully approved utility power on RIOT-OWNED LAND; an adjacent parcel acquisition was also completed | 1) Riot Platforms press release, 'Riot Platforms Reports Second Quarter 2026 Financial Results and Strategic Highlights', 10-Aug-2026. 2) Riot Platforms, Inc. Form 8-K Ex-99.2, Q1 2026 Earnings Presentation, 30-Apr-2026, slides 7, 8, 9, 14, 18, 22. (Excel permits one link per cell - this cell opens source 1; every source above is individually clickable on the Source Log tab.) | Corsicana, Navarro County, Texas | 1) Riot Platforms, Inc. Form 10-K FY2025 (FYE 31-Dec-2025). 2) Riot Platforms corporate website, Corsicana location page. (Excel permits one link per cell - this cell opens source 1; every source above is individually clickable on the Source Log tab.) | ERCOT | Riot Platforms, Inc. Form 10-K FY2025 (FYE 31-Dec-2025). | Retail power under a requirements contract with MEMS Industrial Supply, invoiced at the ERCOT North Load Zone market price plus associated charges; the Corsicana PPA covers 25 MW | Riot Platforms, Inc. Form 10-K FY2025 (FYE 31-Dec-2025). | 1.0 GW of 'fully approved capacity' with direct access to 1 GW of high-voltage capacity | 1) Riot Platforms, Inc. Form 10-K FY2025 (FYE 31-Dec-2025). 2) Riot Platforms, Inc. Form 8-K Ex-99.2, Q1 2026 Earnings Presentation, 30-Apr-2026, slides 7, 8, 9, 14, 18, 22. (Excel permits one link per cell - this cell opens source 1; every source above is individually clickable on the Source Log tab.) | 400 MW currently equipped and developed for bitcoin mining | Riot Platforms, Inc. Form 10-Q for the quarter ended 31-Mar-2026. | 400 MW operating as bitcoin mining; 0 MW of leased data center IT load | 1) Riot Platforms, Inc. Form 10-Q for the quarter ended 31-Mar-2026. 2) Riot Platforms, Inc. Form 8-K Ex-99.2, Q1 2026 Earnings Presentation, 30-Apr-2026, slides 7, 8, 9, 14, 18, 22. (Excel permits one link per cell - this cell opens source 1; every source above is individually clickable on the Source Log tab.) | 0 MW under a signed lease, but a LETTER OF INTENT is in place covering the FULL CORSICANA CAMPUS. Riot is working to convert the LOI into a formal lease; the counterparty is unnamed | Riot Platforms press release, 'Riot Platforms Reports Second Quarter 2026 Financial Results and Strategic Highlights', 10-Aug-2026. | Up to 756 MW of total IT capacity planned across 4.5 buildings at 168 MW IT per building | Riot Platforms, Inc. Form 8-K Ex-99.2, Q1 2026 Earnings Presentation, 30-Apr-2026, slides 7, 8, 9, 14, 18, 22. | Jan-2025: strategic pivot announced; 600 MW Phase II bitcoin expansion halted. Q1 CY2026: core and shell development commenced on the first 168 MW building. Apr-2026: construction start on 'Project Ditto', a $400m 335,430 sq ft building, go-live targeted 2028. Q2 2026: LOI signed for the full campus, not yet converted to a lease | 1) Riot Platforms press release, 'Riot Platforms Reports Second Quarter 2026 Financial Results and Strategic Highlights', 10-Aug-2026. 2) Riot Platforms, Inc. Form 8-K Ex-99.2, Q1 2026 Earnings Presentation, 30-Apr-2026, slides 7, 8, 9, 14, 18, 22. (Excel permits one link per cell - this cell opens source 1; every source above is individually clickable on the Source Log tab.) | APPROVED per company characterisation - 1 GW described as fully approved capacity. Riot does not disclose ERCOT LLIS study status separately | 1) Riot Platforms, Inc. Form 10-K FY2025 (FYE 31-Dec-2025). 2) Riot Platforms, Inc. Form 8-K Ex-99.2, Q1 2026 Earnings Presentation, 30-Apr-2026, slides 7, 8, 9, 14, 18, 22. (Excel permits one link per cell - this cell opens source 1; every source above is individually clickable on the Source Log tab.) | None contracted | Riot Platforms, Inc. Form 8-K Ex-99.2, Q1 2026 Earnings Presentation, 30-Apr-2026, slides 7, 8, 9, 14, 18, 22. | Verified - Q2/FY26 company release | UPDATED v3. An LOI over the entire 1 GW campus is a significant step but is NOT a binding lease - treat it as pipeline, not contracted. Management indicated more than $1bn of annual rent at full deployment across the portfolio.
Riot Platforms | RIOT | Kentucky | NOT DISCLOSED - site not named and tenure not stated | n/a - no official disclosure located | Kentucky - specific site not named in the cited presentation | Riot Platforms, Inc. Form 8-K Ex-99.2, Q1 2026 Earnings Presentation, 30-Apr-2026, slides 7, 8, 9, 14, 18, 22. | Kentucky spans PJM, MISO and TVA footprints - not determinable from the filing | n/a - no official disclosure located | Not disclosed in official sources reviewed | n/a - no official disclosure located | 300 MW of available total power capacity | Riot Platforms, Inc. Form 8-K Ex-99.2, Q1 2026 Earnings Presentation, 30-Apr-2026, slides 7, 8, 9, 14, 18, 22. | Not disclosed in official sources reviewed | n/a - no official disclosure located | Not disclosed in official sources reviewed | n/a - no official disclosure located | 0 MW - bitcoin mining | Riot Platforms, Inc. Form 8-K Ex-99.2, Q1 2026 Earnings Presentation, 30-Apr-2026, slides 7, 8, 9, 14, 18, 22. | Not disclosed in official sources reviewed | n/a - no official disclosure located | Miner fleet upgrades and growth in Kentucky drive targeted hash rate growth to 45.0 EH/s by Q4 CY2026 | Riot Platforms, Inc. Form 8-K Ex-99.2, Q1 2026 Earnings Presentation, 30-Apr-2026, slides 7, 8, 9, 14, 18, 22. | Not disclosed in official sources reviewed | n/a - no official disclosure located | None - bitcoin mining | Riot Platforms, Inc. Form 8-K Ex-99.2, Q1 2026 Earnings Presentation, 30-Apr-2026, slides 7, 8, 9, 14, 18, 22. | Verified - SEC filing / 8-K exhibit | Riot's total available utility power capacity is 2.0 GW: 1,700 MW in Texas and 300 MW in Kentucky.
Riot Platforms | RIOT | Rockdale | OWNED - FEE SIMPLE acquisition of the land completed in Jan-2026 | 1) Riot Platforms press release, 'Riot Announces Fee Simple Acquisition of Land and First Data Center Lease with AMD at the Rockdale Site', Jan-2026. 2) Riot Platforms, Inc. Form 8-K Ex-99.2, Q1 2026 Earnings Presentation, 30-Apr-2026, slides 7, 8, 9, 14, 18, 22. (Excel permits one link per cell - this cell opens source 1; every source above is individually clickable on the Source Log tab.) | Rockdale, Milam County, Texas - land acquired fee simple Jan-2026 | 1) Riot Platforms press release, 'Riot Announces Fee Simple Acquisition of Land and First Data Center Lease with AMD at the Rockdale Site', Jan-2026. 2) Riot Platforms, Inc. Form 10-K FY2025 (FYE 31-Dec-2025). (Excel permits one link per cell - this cell opens source 1; every source above is individually clickable on the Source Log tab.) | ERCOT | Riot Platforms, Inc. Form 10-K FY2025 (FYE 31-Dec-2025). | Rockdale PPA provides for delivery of 345 MW; interconnection construction completed during the year ended 31-Dec-2024 | Riot Platforms, Inc. Form 10-K FY2025 (FYE 31-Dec-2025). | 700 MW of Riot's 2.0 GW utility power portfolio sits at Rockdale | Riot Platforms, Inc. Form 8-K Ex-99.2, Q1 2026 Earnings Presentation, 30-Apr-2026, slides 7, 8, 9, 14, 18, 22. | 700 MW site energized; interconnection complete since 2024 | Riot Platforms, Inc. Form 10-K FY2025 (FYE 31-Dec-2025). | 5 MW of critical IT delivered and revenue-generating as at 31-Mar-2026, at a 90.8% operating lease gross margin | Riot Platforms, Inc. Form 8-K Ex-99.2, Q1 2026 Earnings Presentation, 30-Apr-2026, slides 7, 8, 9, 14, 18, 22. | 241 MW of critical IT now contracted: 191 MW to a leading frontier AI lab under a 20-YEAR lease running through June 2048, expected to generate approximately $9.1 BILLION of initial contract revenue with two five-year extension options taking potential value to $16.5bn; plus 50 MW to AMD on a 10-year term with three five-year options, $636m of contract revenue and $510m of estimated NOI | 1) Riot Platforms press release, 'Riot Platforms Reports Second Quarter 2026 Financial Results and Strategic Highlights', 10-Aug-2026. 2) Riot Platforms, Inc. Form 8-K Ex-99.2, Q1 2026 Earnings Presentation, 30-Apr-2026, slides 7, 8, 9, 14, 18, 22. (Excel permits one link per cell - this cell opens source 1; every source above is individually clickable on the Source Log tab.) | AMD retains options for a further 150 MW: a 50 MW expansion option plus a 100 MW additional option that replaced AMD's prior right of first refusal, for total potential AMD capacity of 200 MW. The 100 MW option is contingent on power availability | Riot Platforms, Inc. Form 8-K Ex-99.2, Q1 2026 Earnings Presentation, 30-Apr-2026, slides 7, 8, 9, 14, 18, 22. | Jan-2026: land acquired fee simple; first AMD lease; initial 5 MW deployed. May-2026: initial 25 MW at full ready-for-service. 10-AUG-2026: 191 MW, 20-year frontier AI lab lease executed, term through June 2048. Nov-2026: AMD Phase 3 +10 MW. May-2027: AMD Phase 4 +15 MW | 1) Riot Platforms press release, 'Riot Platforms Reports Second Quarter 2026 Financial Results and Strategic Highlights', 10-Aug-2026. 2) Riot Platforms, Inc. Form 8-K Ex-99.2, Q1 2026 Earnings Presentation, 30-Apr-2026, slides 7, 8, 9, 14, 18, 22. (Excel permits one link per cell - this cell opens source 1; every source above is individually clickable on the Source Log tab.) | ENERGIZED - interconnection construction completed in 2024 | Riot Platforms, Inc. Form 10-K FY2025 (FYE 31-Dec-2025). | Two tenants: a leading frontier AI lab (191 MW, 20 years - press reporting attributes this to Anthropic, which RIOT has NOT confirmed) and AMD (50 MW, 10 years) | Riot Platforms press release, 'Riot Platforms Reports Second Quarter 2026 Financial Results and Strategic Highlights', 10-Aug-2026. | Verified - Q2/FY26 company release | UPDATED v3 - MATERIAL. The 10-Aug-2026 191 MW frontier AI lab lease at approximately $9.1bn is transformational for Riot and was absent from v2. Note the counterparty is UNNAMED by Riot; the Anthropic attribution comes from press reporting and should not be stated as fact in published work. Q2 2026 revenue was $174m, up 14% year on year, with a GAAP net loss of $237m and $1.2bn of total liquidity.
TeraWulf | WULF | Abernathy (BEING DIVESTED) | JV - 50.1% interest in the Abernathy Joint Venture, SUBJECT TO A DEFINITIVE AGREEMENT TO SELL to an investor group led by joint venture partner Fluidstack, announced 6-Jul-2026 | 1) TeraWulf press release, 'TeraWulf Announces Anthropic Lease at Justified Data Campus and Sale of Majority Interest in Abernathy Joint Venture to Fluidstack', 6-Jul-2026. 2) TeraWulf Inc. Form 10-K FY2025 (FYE 31-Dec-2025), filed 27-Feb-2026, Item 1 Business. (Excel permits one link per cell - this cell opens source 1; every source above is individually clickable on the Source Log tab.) | Abernathy, Hale County, Texas | TeraWulf Inc. Form 10-K FY2025 (FYE 31-Dec-2025), filed 27-Feb-2026, Item 1 Business. | Southwest Power Pool (SPP) - NOT ERCOT | TeraWulf Inc. Form 10-K FY2025 (FYE 31-Dec-2025), filed 27-Feb-2026, Item 1 Business. | Not disclosed in official sources reviewed | n/a - no official disclosure located | Designed for 168 MW critical IT load, the full build-out of the site | TeraWulf Inc. Form 10-K FY2025 (FYE 31-Dec-2025), filed 27-Feb-2026, Item 1 Business. | 0 MW | TeraWulf Inc. Form 10-K FY2025 (FYE 31-Dec-2025), filed 27-Feb-2026, Item 1 Business. | 0 MW | TeraWulf Inc. Form 10-K FY2025 (FYE 31-Dec-2025), filed 27-Feb-2026, Item 1 Business. | 168 MW critical IT fully pre-leased under a 25-year lease to Fluidstack USA III with Google credit support | TeraWulf Inc. Form 10-K FY2025 (FYE 31-Dec-2025), filed 27-Feb-2026, Item 1 Business. | None disclosed - 168 MW is the stated full build-out | TeraWulf Inc. Form 10-K FY2025 (FYE 31-Dec-2025), filed 27-Feb-2026, Item 1 Business. | Oct-2025: amended and restated JV agreement executed. 6-JUL-2026: DEFINITIVE AGREEMENT TO SELL TeraWulf's 50.1% interest to an investor group led by joint venture partner Fluidstack | TeraWulf press release, 'TeraWulf Announces Anthropic Lease at Justified Data Campus and Sale of Majority Interest in Abernathy Joint Venture to Fluidstack', 6-Jul-2026. | BEING DIVESTED - not subject to ERCOT Batch Zero in any event, as the site is in SPP | 1) TeraWulf press release, 'TeraWulf Announces Anthropic Lease at Justified Data Campus and Sale of Majority Interest in Abernathy Joint Venture to Fluidstack', 6-Jul-2026. 2) TeraWulf Inc. Form 10-K FY2025 (FYE 31-Dec-2025), filed 27-Feb-2026, Item 1 Business. (Excel permits one link per cell - this cell opens source 1; every source above is individually clickable on the Source Log tab.) | Fluidstack USA III (25-year lease) with Google credit support | TeraWulf Inc. Form 10-K FY2025 (FYE 31-Dec-2025), filed 27-Feb-2026, Item 1 Business. | Verified - company press release | MATERIAL CHANGE vs the prior version, which showed TeraWulf holding 50.1%. The sale monetizes an approx. $450m investment at a premium to invested capital, unlocking capital for redeployment into wholly owned AI infrastructure.
TeraWulf | WULF | Cayuga | LEASED - held under a LONG-TERM GROUND LEASE at Lansing, New York | TeraWulf Inc. Form 10-K FY2025 (FYE 31-Dec-2025), filed 27-Feb-2026, Item 1 Business. | Lansing, Tompkins County, New York - long-term ground lease | TeraWulf Inc. Form 10-K FY2025 (FYE 31-Dec-2025), filed 27-Feb-2026, Item 1 Business. | NYISO | TeraWulf Inc. Form 10-K FY2025 (FYE 31-Dec-2025), filed 27-Feb-2026, Item 1 Business. | New York State Electric & Gas (NYSEG) | TeraWulf Inc. Form 10-K FY2025 (FYE 31-Dec-2025), filed 27-Feb-2026, Item 1 Business. | None yet approved - 'negotiating and arranging for interconnection rights with NYISO and NYSEG to secure access to up to 300 MW' | TeraWulf Inc. Form 10-K FY2025 (FYE 31-Dec-2025), filed 27-Feb-2026, Item 1 Business. | 0 MW | TeraWulf Inc. Form 10-K FY2025 (FYE 31-Dec-2025), filed 27-Feb-2026, Item 1 Business. | 0 MW | TeraWulf Inc. Form 10-K FY2025 (FYE 31-Dec-2025), filed 27-Feb-2026, Item 1 Business. | 0 MW - uncontracted | TeraWulf Inc. Form 10-K FY2025 (FYE 31-Dec-2025), filed 27-Feb-2026, Item 1 Business. | Potential to support up to 400 MW gross / approx. 320 MW critical IT upon completion of permitting and site development | TeraWulf Inc. Form 10-K FY2025 (FYE 31-Dec-2025), filed 27-Feb-2026, Item 1 Business. | Timeline not quantified; described as a key component of the forward development pipeline | TeraWulf Inc. Form 10-K FY2025 (FYE 31-Dec-2025), filed 27-Feb-2026, Item 1 Business. | IN NEGOTIATION - interconnection rights being negotiated with NYISO and NYSEG for up to 300 MW; permitting incomplete | TeraWulf Inc. Form 10-K FY2025 (FYE 31-Dec-2025), filed 27-Feb-2026, Item 1 Business. | None - uncontracted | TeraWulf Inc. Form 10-K FY2025 (FYE 31-Dec-2025), filed 27-Feb-2026, Item 1 Business. | Verified - SEC filing / 8-K exhibit | Note the mismatch: site potential is up to 400 MW gross / 320 MW critical IT, but interconnection is being negotiated for only up to 300 MW.
TeraWulf | WULF | Justified Data Campus | NOT DISCLOSED - land tenure not stated in the sources reviewed | n/a - no official disclosure located | Hawesville, Hancock County, Kentucky | 1) TeraWulf press release, 'TeraWulf Announces Anthropic Lease at Justified Data Campus and Sale of Majority Interest in Abernathy Joint Venture to Fluidstack', 6-Jul-2026. 2) TeraWulf press release, 'TeraWulf Expands Infrastructure Platform with Acquisition of 1+ GW Eastern Kentucky HPC Campus' (Muskie Data Campus), 26-May-2026. (Excel permits one link per cell - this cell opens source 1; every source above is individually clickable on the Source Log tab.) | PJM (Kentucky) - analyst mapping; company states Kentucky | n/a - no official disclosure located | Not disclosed in official sources reviewed | n/a - no official disclosure located | 482 MW - the Kentucky Public Service Commission APPROVED a 482 MW power agreement for the campus on 24-Aug-2026 | 1) Kentucky Public Service Commission approval of a 482 MW power agreement for TeraWulf's Justified Data Campus, 24-Aug-2026, as reported in TeraWulf investor communications. 2) TeraWulf press release, 'TeraWulf Reports Second Quarter 2026 Results', 5-Aug-2026. (Excel permits one link per cell - this cell opens source 1; every source above is individually clickable on the Source Log tab.) | 0 MW | TeraWulf press release, 'TeraWulf Announces Anthropic Lease at Justified Data Campus and Sale of Majority Interest in Abernathy Joint Venture to Fluidstack', 6-Jul-2026. | 0 MW | TeraWulf press release, 'TeraWulf Announces Anthropic Lease at Justified Data Campus and Sale of Majority Interest in Abernathy Joint Venture to Fluidstack', 6-Jul-2026. | approx. 401 MW of critical IT load under a 20-YEAR lease with ANTHROPIC, expected to generate approx. $19 BILLION of contracted revenue over the initial term | TeraWulf press release, 'TeraWulf Announces Anthropic Lease at Justified Data Campus and Sale of Majority Interest in Abernathy Joint Venture to Fluidstack', 6-Jul-2026. | 482 MW approved against approx. 401 MW of critical IT contracted to Anthropic leaves roughly 81 MW of headroom | 1) Kentucky Public Service Commission approval of a 482 MW power agreement for TeraWulf's Justified Data Campus, 24-Aug-2026, as reported in TeraWulf investor communications. 2) TeraWulf press release, 'TeraWulf Announces Anthropic Lease at Justified Data Campus and Sale of Majority Interest in Abernathy Joint Venture to Fluidstack', 6-Jul-2026. (Excel permits one link per cell - this cell opens source 1; every source above is individually clickable on the Source Log tab.) | 6-Jul-2026: 20-year Anthropic lease executed. Delivery expected in phases beginning late 2027 and concluding early 2028 | TeraWulf press release, 'TeraWulf Announces Anthropic Lease at Justified Data Campus and Sale of Majority Interest in Abernathy Joint Venture to Fluidstack', 6-Jul-2026. | REGULATOR-APPROVED - Kentucky PSC approval of the 482 MW power agreement received 24-Aug-2026. This is a completed state regulatory approval, materially stronger than a utility agreement alone | Kentucky Public Service Commission approval of a 482 MW power agreement for TeraWulf's Justified Data Campus, 24-Aug-2026, as reported in TeraWulf investor communications. | Anthropic (20-year lease) | TeraWulf press release, 'TeraWulf Announces Anthropic Lease at Justified Data Campus and Sale of Majority Interest in Abernathy Joint Venture to Fluidstack', 6-Jul-2026. | Verified - Q2/FY26 company release | UPDATED v3. Campus sized at 482 MW, not the 480 MW previously carried, and the Kentucky PSC approved the power agreement on 24-Aug-2026. Of the whole peer group this is now the clearest example of a completed state-level regulatory approval, and it sits outside ERCOT entirely.
TeraWulf | WULF | Lake Mariner | NOT DISCLOSED - TeraWulf states it controls land positions 'through ownership or long-term ground leases' but does not say which applies at Lake Mariner | TeraWulf Inc. Form 10-K FY2025 (FYE 31-Dec-2025), filed 27-Feb-2026, Item 1 Business. | Barker, Niagara County, New York - former coal-fired power plant site | TeraWulf Inc. Form 10-K FY2025 (FYE 31-Dec-2025), filed 27-Feb-2026, Item 1 Business. | NYISO (Zone A) | TeraWulf Inc. Form 10-K FY2025 (FYE 31-Dec-2025), filed 27-Feb-2026, Item 1 Business. | New York Power Authority (NYPA) supplies 90 MW under a 10-year agreement executed Feb-2022 | TeraWulf Inc. Form 10-K FY2025 (FYE 31-Dec-2025), filed 27-Feb-2026, Item 1 Business. | approx. 500 MW gross capacity in the near term | TeraWulf Inc. Form 10-K FY2025 (FYE 31-Dec-2025), filed 27-Feb-2026, Item 1 Business. | Site energized; operations commenced Mar-2022 | TeraWulf Inc. Form 10-K FY2025 (FYE 31-Dec-2025), filed 27-Feb-2026, Item 1 Business. | 81 MW of critical IT capacity OPERATING as at 30-Jun-2026, increasing to 102 MW in early July 2026 on delivery of CB-3. The CB-3 delivery also triggered $600 million of Google credit support for Fluidstack's lease obligations | TeraWulf press release, 'TeraWulf Reports Second Quarter 2026 Results', 5-Aug-2026. | 438 MW of contracted critical IT HPC capacity across subsidiaries La Lupa Data LLC and Akela Data LLC, of which the Akela/Fluidstack leases are 378 MW | TeraWulf Inc. Form 10-K FY2025 (FYE 31-Dec-2025), filed 27-Feb-2026, Item 1 Business. | A further 336 MW is in construction at Lake Mariner, within the company's $8-10 million per MW cost guidance. Potential expansion to approx. 750 MW gross remains subject to additional NYISO approvals | 1) TeraWulf press release, 'TeraWulf Reports Second Quarter 2026 Results', 5-Aug-2026. 2) TeraWulf Inc. Form 10-K FY2025 (FYE 31-Dec-2025), filed 27-Feb-2026, Item 1 Business. (Excel permits one link per cell - this cell opens source 1; every source above is individually clickable on the Source Log tab.) | Mar-2022: operations commenced. 31-Dec-2025: 18 MW critical IT live. 30-JUN-2026: 81 MW LIVE. EARLY JUL-2026: 102 MW live on CB-3 delivery. In construction: a further 336 MW | TeraWulf press release, 'TeraWulf Reports Second Quarter 2026 Results', 5-Aug-2026. | PARTIALLY APPROVED - approx. 500 MW gross available near term; the step to approx. 750 MW is expressly conditioned on additional NYISO approvals | TeraWulf Inc. Form 10-K FY2025 (FYE 31-Dec-2025), filed 27-Feb-2026, Item 1 Business. | Fluidstack USA I Inc. (Akela leases, 378 MW), with Google credit support | TeraWulf Inc. Form 10-K FY2025 (FYE 31-Dec-2025), filed 27-Feb-2026, Item 1 Business. | Verified - Q2/FY26 company release | UPDATED v3. Live IT load has moved from 18 MW at end-2025 to 102 MW by early July 2026 - the fastest ramp in the peer group. The 500 to 750 MW NYISO step remains the key approval catalyst. Q2 2026 revenue was $44.8m, of which $31.9m came from HPC leases; cash and restricted cash approx. $3.0bn.
TeraWulf | WULF | Muskie Data Campus | OWNED - approximately 285 acres of owned and controlled land within the 1,000-acre EastPark Industrial Park, with optional adjacent acreage for expansion | TeraWulf press release, 'TeraWulf Expands Infrastructure Platform with Acquisition of 1+ GW Eastern Kentucky HPC Campus' (Muskie Data Campus), 26-May-2026. | Eastern Kentucky, within the 1,000-acre EastPark Industrial Park; approx. 285 acres owned and controlled, with optional adjacent acreage for expansion | TeraWulf press release, 'TeraWulf Expands Infrastructure Platform with Acquisition of 1+ GW Eastern Kentucky HPC Campus' (Muskie Data Campus), 26-May-2026. | PJM (Kentucky Power is an AEP company in PJM) - analyst mapping | n/a - no official disclosure located | Kentucky Power, an AEP company, constructing a 345 kV substation connected to the existing 765 kV transmission network | TeraWulf press release, 'TeraWulf Expands Infrastructure Platform with Acquisition of 1+ GW Eastern Kentucky HPC Campus' (Muskie Data Campus), 26-May-2026. | 1+ GW expected to be supported over time. TeraWulf has agreements for UP TO 1 GW OF CONTRACTED ELECTRIC SERVICE. Transmission infrastructure and energy service agreements were executed concurrently with the acquisition under the Industrial General Service tariff for large loads | 1) TeraWulf press release, 'TeraWulf Reports Second Quarter 2026 Results', 5-Aug-2026. 2) TeraWulf press release, 'TeraWulf Expands Infrastructure Platform with Acquisition of 1+ GW Eastern Kentucky HPC Campus' (Muskie Data Campus), 26-May-2026. (Excel permits one link per cell - this cell opens source 1; every source above is individually clickable on the Source Log tab.) | 0 MW | TeraWulf press release, 'TeraWulf Expands Infrastructure Platform with Acquisition of 1+ GW Eastern Kentucky HPC Campus' (Muskie Data Campus), 26-May-2026. | 0 MW | TeraWulf press release, 'TeraWulf Expands Infrastructure Platform with Acquisition of 1+ GW Eastern Kentucky HPC Campus' (Muskie Data Campus), 26-May-2026. | 0 MW - uncontracted | TeraWulf press release, 'TeraWulf Expands Infrastructure Platform with Acquisition of 1+ GW Eastern Kentucky HPC Campus' (Muskie Data Campus), 26-May-2026. | 1+ GW at the campus. The acquisition grew TeraWulf's total development pipeline by approximately 36% to 3.8 GW ACROSS SIX SITES | 1) TeraWulf development pipeline commentary accompanying the Muskie Data Campus acquisition - pipeline grown approximately 36% to 3.8 GW across six sites. 2) TeraWulf press release, 'TeraWulf Expands Infrastructure Platform with Acquisition of 1+ GW Eastern Kentucky HPC Campus' (Muskie Data Campus), 26-May-2026. (Excel permits one link per cell - this cell opens source 1; every source above is individually clickable on the Source Log tab.) | 26-May-2026: acquired from Industrial Equity Partners. 2H CY2028: initial 500 MW expected to ramp. 2H CY2030: additional 500 MW targeted | TeraWulf press release, 'TeraWulf Expands Infrastructure Platform with Acquisition of 1+ GW Eastern Kentucky HPC Campus' (Muskie Data Campus), 26-May-2026. | TRANSMISSION AND ENERGY SERVICE AGREEMENTS EXECUTED; utility constructing a dedicated 345 kV substation. Site already zoned for intended use with permitting underway | TeraWulf press release, 'TeraWulf Expands Infrastructure Platform with Acquisition of 1+ GW Eastern Kentucky HPC Campus' (Muskie Data Campus), 26-May-2026. | None - uncontracted | TeraWulf press release, 'TeraWulf Expands Infrastructure Platform with Acquisition of 1+ GW Eastern Kentucky HPC Campus' (Muskie Data Campus), 26-May-2026. | RE-VERIFY before publication | UPDATED v3.1. The Q2 2026 release confirms agreements for up to 1 GW of contracted electric service. The portfolio-level '3.8 GW across six sites' figure comes from commentary accompanying the acquisition rather than the results release itself - RE-VERIFY against the Q2 slide deck before publishing that number. Kentucky Power is building a dedicated 345 kV substation off the existing 765 kV network.

## Changes in v3
WHAT CHANGED IN v3 - DISCLOSURES FROM 27-JUL-2026 TO 8-SEP-2026 (incl. Q2 earnings-call detail)
Company | Item | Previous version (v2, 4-Aug-2026) | Now (v3, 8-Sep-2026) | Source
Galaxy Digital | NEW SITE - Caspian | Site did not exist in the sheet | Texas site acquired subsequent to Q2, approximately 700 MW of potential capacity, subject to ERCOT's interconnection process. Reported on the Q2 call as ELIGIBLE FOR BATCH ZERO BASE LOAD | 1) Galaxy Digital Inc. Form 8-K Ex-99.1, 'Galaxy Announces Second Quarter 2026 Financial Results', 5-Aug-2026 - Corporate Updates and Data Center Business sections. 2) Galaxy Digital Q2 2026 earnings call, 5-Aug-2026 (transcript). Management commentary on the Batch Zero classification of Caspian and Selene. (Excel permits one link per cell - this cell opens source 1; every source above is individually clickable on the Source Log tab.)
Galaxy Digital | NEW SITE - Selene | Site did not exist in the sheet | Texas site acquired subsequent to Q2, approximately 900 MW of potential capacity, subject to ERCOT's interconnection process. Reported on the Q2 call as SUBMITTED FOR BATCH ZERO STUDIED LOAD | 1) Galaxy Digital Inc. Form 8-K Ex-99.1, 'Galaxy Announces Second Quarter 2026 Financial Results', 5-Aug-2026 - Corporate Updates and Data Center Business sections. 2) Galaxy Digital Q2 2026 earnings call, 5-Aug-2026 (transcript). Management commentary on the Batch Zero classification of Caspian and Selene. (Excel permits one link per cell - this cell opens source 1; every source above is individually clickable on the Source Log tab.)
Galaxy Digital | Merlin ceiling corrected | 'Multi-hundred-megawatt campus through 2030' | Approximately 74 MW secured in the initial phase WITH POTENTIAL TO GROW INTO A 500 MW CAMPUS as the utility upgrades transmission. Development agreement executed with the city of McGregor | Galaxy Digital Inc. Form 8-K Ex-99.1, 'Galaxy Announces Second Quarter 2026 Financial Results', 5-Aug-2026 - Corporate Updates and Data Center Business sections.
Galaxy Digital | Helios 3.6 GW explained | 'Total potential power capacity of 3.6 GW' | Composition now disclosed: more than 1.6 GW currently approved PLUS two separate 1 GW load requests, HELIOS III and HELIOS IV, still progressing through ERCOT interconnection. Roughly 2 GW of the 3.6 GW is request-stage, not approved | Galaxy Digital Inc. Form 8-K Ex-99.1, 'Galaxy Announces Second Quarter 2026 Financial Results', 5-Aug-2026 - Corporate Updates and Data Center Business sections.
Galaxy Digital | Pipeline scale | 1.63 GW approved at Helios; 3.6 GW potential | Total power pipeline now exceeds 5.7 GW across four campuses - Helios, Merlin, Caspian and Selene. Acquisitions structured with back-ended capital commitments tied to milestones | Galaxy Digital Inc. Form 8-K Ex-99.1, 'Galaxy Announces Second Quarter 2026 Financial Results', 5-Aug-2026 - Corporate Updates and Data Center Business sections.
Galaxy Digital | Batch Zero definitions published | Categories described only from ERCOT documents | Galaxy's own footnotes define them: BASE LOAD eligibility requires completion of milestones INCLUDING SIGNED INTERCONNECTION AGREEMENTS AND POSTED FINANCIAL SECURITY; STUDIED LOAD eligibility requires Batch Zero ATTESTATIONS AND POSTED FINANCIAL SECURITY ahead of ERCOT deadlines. The clearest published articulation of the distinction | Galaxy Digital Inc. Form 8-K Ex-99.1, 'Galaxy Announces Second Quarter 2026 Financial Results', 5-Aug-2026 - Corporate Updates and Data Center Business sections.
Cipher Digital | NEW SITE - Apollo | Site did not exist in the sheet | Option over approximately 288 acres within 25 miles of San Antonio for UP TO 900 MW, submitted as a STUDIED LOAD in Batch Zero. Took Cipher's pipeline to 5.3 GW across 11 sites | 1) Cipher Digital press release, 'Cipher Digital Provides Second Quarter 2026 Business Update', 4-Aug-2026. 2) Cipher Digital Q2 2026 earnings call and supplemental slides, 4-Aug-2026 - development pipeline of 5.3 GW across 11 sites. (Excel permits one link per cell - this cell opens source 1; every source above is individually clickable on the Source Log tab.)
Cipher Digital | Black Pearl delivery | Rent commencement targeted Q4 CY2026; v2 flagged a one-quarter slip | SLIP REVERSED. Lease amended at the tenant's request; capacity delivery began early August 2026, TWO MONTHS EARLY, and RENT HAS COMMENCED - Cipher's first revenue-generating HPC capacity | Cipher Digital press release, 'Cipher Digital Provides Second Quarter 2026 Business Update', 4-Aug-2026.
Cipher Digital | Barber Lake status | Building topped out April 2026 | Tenant has COMMENCED BENEFICIAL USE - partial occupancy and deployment of network racks | Cipher Digital press release, 'Cipher Digital Provides Second Quarter 2026 Business Update', 4-Aug-2026.
Cipher Digital | Stingray third-campus question | Open item - site unnamed | STILL OPEN. Construction on schedule and the $810m bond fully funds Stingray development, but Cipher has still not named the site of its third campus lease | Cipher Digital press release, 'Cipher Digital Provides Second Quarter 2026 Business Update', 4-Aug-2026.
Core Scientific | NEW SITE - Hunt County | Site did not exist in the sheet | Named in the 27-Jul-2026 8-K as one of three sites carrying the AMD leases. Absent from the FY2025 utility table, so no MW figure can yet be attributed | Core Scientific, Inc. Form 8-K filed 27-Jul-2026 disclosing the AMD and Neocloud lease agreements and the sites covered.
Core Scientific | AMD site-level split | OPEN ITEM in v2 - split not published | CLOSED. AMD's 377 MW covers Pecos TX, Muskogee OK and Hunt County TX; Neocloud's 152 MW covers Auburn AL and Dalton Phase 3 GA. Billing capacity reached 395 MW at 30-Jun-2026 and 437 MW by mid-July | Core Scientific, Inc. Form 8-K filed 27-Jul-2026 disclosing the AMD and Neocloud lease agreements and the sites covered.
Core Scientific | New-site pipeline | Not disclosed | Management identified MORE THAN 2 GW of potential incremental power beyond the AMD programme, with initial capacity potentially available from late 2028 through 2030. No site names given | Core Scientific Q2 2026 earnings call, 28-Jul-2026 (transcript) - new site pipeline of more than 2 GW of potential incremental power.
TeraWulf | Lake Mariner live IT load | 18 MW critical IT live at 31-Dec-2025 | 81 MW LIVE at 30-Jun-2026, rising to 102 MW in early July on CB-3 delivery, which also triggered $600m of Google credit support. A further 336 MW in construction | TeraWulf press release, 'TeraWulf Reports Second Quarter 2026 Results', 5-Aug-2026.
TeraWulf | Justified regulatory approval | 480 MW campus; no interconnection stage disclosed | 482 MW, and the KENTUCKY PSC APPROVED the 482 MW power agreement on 24-Aug-2026 - a completed state regulatory approval, the clearest in the peer group | Kentucky Public Service Commission approval of a 482 MW power agreement for TeraWulf's Justified Data Campus, 24-Aug-2026, as reported in TeraWulf investor communications.
TeraWulf | Muskie and pipeline | 1+ GW expected to be supported over time | Agreements for UP TO 1 GW OF CONTRACTED ELECTRIC SERVICE confirmed. The acquisition grew the total pipeline approximately 36% to 3.8 GW across six sites | 1) TeraWulf press release, 'TeraWulf Reports Second Quarter 2026 Results', 5-Aug-2026. 2) TeraWulf development pipeline commentary accompanying the Muskie Data Campus acquisition - pipeline grown approximately 36% to 3.8 GW across six sites. (Excel permits one link per cell - this cell opens source 1; every source above is individually clickable on the Source Log tab.)
Riot Platforms | Rockdale - 191 MW AI lab lease | 50 MW contracted to AMD only | 241 MW now contracted. A 20-YEAR, 191 MW lease with a leading frontier AI lab executed 10-Aug-2026, running through June 2048, approx. $9.1 BILLION of initial contract revenue, up to $16.5bn with both extensions. Riot has NOT named the counterparty; press reporting attributes it to Anthropic | Riot Platforms press release, 'Riot Platforms Reports Second Quarter 2026 Financial Results and Strategic Highlights', 10-Aug-2026.
Riot Platforms | Corsicana LOI | No tenant; commercial-stage discussions | LETTER OF INTENT covering the FULL 1 GW campus, not yet converted into a binding lease. Treat as pipeline, not contracted | Riot Platforms press release, 'Riot Platforms Reports Second Quarter 2026 Financial Results and Strategic Highlights', 10-Aug-2026.
Hut 8 | Pipeline composition restated | 8,500 MW pipeline; 1,230 MW Under Development (31-Dec-2025) | Approx. 8,660 MW at 30-Jun-2026: 5,400 MW Under Diligence, 1,880 MW Under Exclusivity, only 50 MW Under Development and 1,330 MW Under Construction. Under Development collapsed because River Bend and Beacon Point were promoted into construction | Hut 8 press release, 'Hut 8 Reports Second Quarter 2026 Results', 4-Aug-2026.
Hut 8 | Delivery timing | River Bend initial data hall Q2 2027 | Confirmed: River Bend Q2 2027 and Beacon Point Q3 2027. Hut 8 closed $7.5bn of investment-grade project-level financing in Q2 2026 | Hut 8 press release, 'Hut 8 Reports Second Quarter 2026 Results', 4-Aug-2026.
Bitdeer | Rockdale capacity restated | 100 MW (hydro-cooling conversion only) | 563 MW EXISTING FACILITY. The 100 MW hydro conversion was only a component. The prior version understated this site by more than 5x | Bitdeer announcement of the acquisition of approximately 200 acres of greenfield land in Milam County, Texas for approximately $100 million in cash, 1-Sep-2026, furnished on Form 6-K.
Bitdeer | NEW SITE - Milam County greenfield | Site did not exist in the sheet | Approximately 200 acres of greenfield land in Milam County, Texas acquired 1-Sep-2026 for approximately $100m cash, adjacent to the existing Rockdale facility. Land only - no megawatts secured | Bitdeer announcement of the acquisition of approximately 200 acres of greenfield land in Milam County, Texas for approximately $100 million in cash, 1-Sep-2026, furnished on Form 6-K.
Bitdeer | Tydal contracted | Uncontracted; conversion to AI initiated | 16-YEAR AI/HPC DATA CENTER LEASE worth approximately US$4.7 BILLION disclosed in the Q2 2026 supplemental presentation - Bitdeer's first large AI anchor | Bitdeer Q2 2026 supplemental investor presentation, 10-Aug-2026, furnished on Form 6-K.
IREN | Childress Microsoft delivery | Horizons 1-4 targeted by year-end CY2026 | FIRST 50 MW LIQUID-COOLED DEPLOYMENT DELIVERED TO MICROSOFT. Horizon 2 commissioning underway; Horizons 3-4 in late-stage construction targeting Q4 2026 | IREN press release, 'IREN Reports FY26 Results' (FYE 30-Jun-2026), 27-Aug-2026.
IREN | British Columbia conversion | Legacy bitcoin mining sites | NEW LIQUID-COOLED DEPLOYMENTS PLANNED at Mackenzie, Canal Flats and Prince George during 2027 - first indication the BC fleet is converting to AI workloads | IREN press release, 'IREN Reports FY26 Results' (FYE 30-Jun-2026), 27-Aug-2026.
IREN | Spain site named | 'Nostrum portfolio (Spain)' | BADAJOZ, Spain. FY26 results confirm development progressing there alongside Sweetwater, Kiowa and Bundey | IREN press release, 'IREN Reports FY26 Results' (FYE 30-Jun-2026), 27-Aug-2026.
IREN | FY26 scale | ARR target over $4bn, approx. 85% contracted | FY26 revenue $707m against $501m in FY25; AI Cloud revenue up eightfold to $128.8m; OPERATING ARR reached $1bn as at 26-Aug-2026; $6.4bn of new GPU financing facilities secured | IREN press release, 'IREN Reports FY26 Results' (FYE 30-Jun-2026), 27-Aug-2026.
Applied Digital | No change | 1,410 MW contracted across five campuses | No new site or capacity disclosure located between 27-Jul-2026 and 8-Sep-2026. APLD's fiscal year ends 31-May, so its next scheduled update falls outside this window | Applied Digital Corp. Form 10-K FY2026 (FYE 31-May-2026), Item 1 Business - HPC Hosting, Contracted Lease Portfolio, Site and Power Pipeline.
METHOD NOTE | Earnings calls added as a source tier | v3 used press releases, websites and filings | EARNINGS CALL TRANSCRIPTS AND SLIDE DECKS are now searched as well. Galaxy's three new Texas sites, Core Scientific's 2 GW+ new-site pipeline and Cipher's 5.3 GW / 11-site pipeline figure were all disclosed on calls or in slides rather than in press releases. Cells sourced only to call commentary carry a RE-VERIFY flag | Galaxy Digital Q2 2026 earnings call, 5-Aug-2026 (transcript). Management commentary on the Batch Zero classification of Caspian and Selene.

## ERCOT Overlay
ERCOT BATCH ZERO AND TEXAS DATA CENTER AUDIT
STATUS 8-SEP-2026: Batch Zero classification has now been DELAYED TWICE. Following Governor Abbott's 3-Aug-2026 audit directive, ERCOT paused Batch Zero classification and study activity and stated it WILL NOT AUTHORIZE LARGE COMPUTATIONAL LOADS - data centers and virtual currency mining facilities - TO ENERGIZE. The 7-Aug-2026 notification was missed, a revised 31-Aug-2026 target was also missed on unfinished data validation and due diligence, and NO NEW DATE has been given. A PUCT order of 20-Aug-2026 granted ERCOT good-cause exceptions allowing projects CONDITIONALLY classified as base load to enter stability assessments ahead of final classification. ERCOT's readiness review now demands contracts, purchase orders and financial records, with site inspections at advanced projects and possible disqualification for false attestations. Treat every Texas energization timeline in the Site Master as at risk. The queue is cited at over 474 GW, roughly 90% data centers, against a record peak demand of 85,508 MW.
A. BATCH ZERO TIMELINE
Date | Milestone | Status
2-Jun-2026 | ERCOT Board adopts PGRR145 (application and study process) and NPRR1325 (market rules) | Complete
18-Jun-2026 | PUCT approves Batch Zero; rules final; implementation begins | Complete
10-Jul-2026 | Interconnecting Large Load Entities submit Forms W and X and eligibility attestations to TSP/DSP | Complete
24-Jul-2026 | Interconnecting TSPs submit the Load Information Form and dynamic stability study forms to ERCOT | Complete
3-Aug-2026 | Governor Abbott directs a comprehensive audit of every data center in the ERCOT interconnection process | Complete - triggered the pause
7-Aug-2026 | ERCOT notifies applicants of classification: base load, studied load or excluded | MISSED - study paused for the Abbott audit
20-Aug-2026 | PUCT order grants ERCOT good-cause exceptions, letting projects CONDITIONALLY classified as base load enter stability assessments before final classification | Complete
31-Aug-2026 | Revised target for ERCOT to notify TSPs and DSPs of classification; also the deficiency-cure deadline | MISSED - unfinished data validation and due diligence; no new date given
Pending | ERCOT project-readiness review: contracts, purchase orders and financial records, plus site inspections at advanced projects. False attestations or failure to answer information requests can disqualify a project | In progress
Pending | ERCOT will not authorize large computational loads to energize while the pause is in effect | In effect
Spring 2027 | ERCOT provides each Batch Zero user with the capacity that can reliably be allocated | Uncertain
Q2 2027 | Deadline for proof of developer commitment - financial security plus site control | Uncertain
Summer 2027 | Applications open for Batch 1 | Uncertain
Fall 2027 | Final transmission plan published, allocating load and prescribing upgrades | Uncertain
Source | 1) ERCOT Trending Topics, 'ERCOT's New Batch Connection Process for Large Electricity Users', 18-Jun-2026. 2) ERCOT, Large Load Integration - Batch Zero Interconnection Study Process. 3) Office of the Texas Governor, 'Governor Abbott Directs Comprehensive Data Center Audit', 3-Aug-2026. 4) ERCOT Market Notice M-A080326-01, 'Update Regarding Batch Zero Timelines', 3-Aug-2026. 5) Baker Botts, 'Texas Large Load Interconnection Update: ERCOT Batch Zero Pause and Verification Process', Aug-2026 - law-firm summary of the ERCOT pause, the PUCT good-cause order of 20-Aug-2026 and the verification process. NOTE: third-party commentary, cited for navigation only; verify against ERCOT market notices before publication. (Excel permits one link per cell - this cell opens source 1; every source above is individually clickable on the Source Log tab.)
B. CLASSIFICATION FRAMEWORK (ERCOT definitions)
Base Load | Projects that completed prior Large Load Interconnection Studies meeting defined criteria, projects already in approved Regional Planning Group studies, and other previously evaluated categories. Capacity from prior work is effectively PRESERVED. | BEST
Studied Load | Projects with some study work complete. Allocation is NOT predetermined - set by a system-wide study. May receive full, partial or deferred allocation. | AT RISK
Excluded Load | Does not qualify as base or studied load. Must wait for a future batch; Batch 1 applications open Summer 2027. | WORST
WHAT ACTUALLY SEPARATES THEM - issuer disclosure | Galaxy's Q2 2026 footnotes give the clearest published articulation. BASE LOAD eligibility follows from 'completion of required milestones, INCLUDING SIGNED INTERCONNECTION AGREEMENTS AND POSTING OF FINANCIAL SECURITY'. STUDIED LOAD eligibility follows from 'completion of required Batch Zero ATTESTATIONS AND POSTING OF FINANCIAL SECURITY ahead of applicable ERCOT deadlines'. The differentiator is therefore a SIGNED INTERCONNECTION AGREEMENT - attestations plus money get a project studied; an executed interconnection agreement gets it base load. | USE THIS TEST
Self-classifications disclosed so far | Galaxy Caspian (approx. 700 MW): base-load eligible. Galaxy Selene (approx. 900 MW): submitted as studied load. Cipher Apollo (up to 900 MW): submitted as studied load. These are company statements, not ERCOT determinations - ERCOT has not issued classifications and the process is paused. | COMPANY-STATED
C. THE FIVE AUDIT CRITERIA (Abbott directive, 3-Aug-2026) - miner perspective
# | Criterion | What must be disclosed | Where miners screen WELL | Where the RISK sits
1 | Financial assistance | Extent to which the project pays its own way versus depending on state support, including all state and local tax incentives, grants, abatements or other public financial assistance received or expected. | Capital self-sufficiency is well evidenced. Cipher raised approx. $1.2bn net from a $1.3bn convertible offering and paid approx. $554.0m for property and equipment in Q1 2026 off its own balance sheet; it added a $200m revolving credit facility in Mar-2026 and $810m of senior secured notes in Jun-2026. Riot funded Q1 2026 growth from operating cash flow and bitcoin sales without equity dilution. IREN closed $3.65bn of investment-grade GPU financing in Jun-2026. Google backstops the Fluidstack leases with PRIVATE credit support. | DISCLOSURE VOID. A keyword search of Cipher's FY2025 10-K for 'abatement', 'incentive', 'Chapter 312', 'Chapter 313', 'sales tax exemption', 'property tax' and 'ad valorem' returns ZERO relevant hits. Sector context: 138 data centers had qualified for the Texas sales-tax exemption as at 27-Jul-2026; the Comptroller audited 20 and found SIX out of compliance, against a programme scored at $3.2bn of forgone revenue over two years. Unresolved: who pays for the AEP interconnection facility at Colchis.
2 | Power demand and self-supply | Projected annual and peak electricity consumption, reliance on the ERCOT grid versus own generation, and progress on on-site generation. | Miners have the only proven curtailment record among large loads. Riot took $21.0m of power curtailment credits in Q1 2026 via demand response and the 4CP programme, giving an all-in cost of power of 3.0 c/kWh. Cipher books power sales revenue from curtailment and resale. That history maps directly onto the new PCLR flexible-load pathway. | The 10-Jun-2026 directive pressed for facilities to ADD GENERATION, not only load. Most miners are load-only. Cipher's Odessa sits next to a gas production facility but buys under a Luminant PPA rather than owning generation, and Cipher's own deck calls Black Pearl a front-of-the-meter site. Applied Digital (approx. 1.2 GW with Base Electron) and Hut 8 (CCGT at Medicine Hat) are better hedged, though neither is in ERCOT.
3 | Water use and cooling technology | Projected annual and peak water consumption, anticipated sources of supply, plans to reuse water, and whether cooling is air-cooled, closed-loop or another water-efficient system. | Legacy mining halls are air-cooled or closed-loop and sited remotely - Dickens County, Wink, Cotulla - away from municipal supply. IREN's direct-to-chip liquid cooling at Childress is closed-loop. Galaxy discloses on-site groundwater facilities, campus water treatment and wastewater treatment at Helios, i.e. self-supply rather than municipal draw. | NOBODY HAS PUBLISHED NUMBERS. Galaxy's water disclosure is a caption on a construction-progress slide - no gallons, no annual or peak figure, no aquifer named. Cipher's AWS build at Black Pearl delivers both air AND liquid cooling to the racks, at Wink, in the water-scarce Permian Basin, with no water disclosure at all.
4 | Community protections | Measures to reduce impacts on neighbouring property owners and communities, including noise mitigation, light controls, setbacks, traffic improvements and emergency response coordination. | Remote, low-density siting means few neighbours at most Texas campuses. Cipher's land buffers are substantial - Colchis 620 acres, McLennan 319, Barber Lake 250 owned and 587 total, Milsing 187. IREN funds community grants of up to C$100,000 a year in Childress plus 10 local scholarships. Galaxy's Helios campus now spans more than 2,200 acres. | The sector's weakest flank. Bitcoin mining carries the worst noise reputation in large-load infrastructure because of air-cooled ASIC fans. Cipher's Black Pearl runs 300 MW on approx. 75 ACRES, the densest site in its portfolio and the most exposed on setbacks and noise. Bitdeer's Clarington already faces litigation from a neighbouring landowner.
5 | Ownership and controlling interests | Information detailing the ownership and controlling interests in the project. | US-listed issuers already file beneficial-ownership detail with the SEC, a structural advantage over private or foreign-backed developers. Cipher's Barber Lake and Black Pearl sit in cleanly held wholly-owned subsidiaries. This should be the easiest of the five criteria to satisfy. | JV structures muddy controlling interest. Cipher expects approx. 95% of Colchis subject to final terms, and divested 49% of Alborz, Bear and Chief in Feb-2026. Hut 8 holds 50% of King Mountain. TeraWulf is selling its 50.1% of Abernathy. Bitdeer's Singapore and Cayman structure is the sharpest exposure if foreign-ownership scrutiny bites. Note the filer name change to CIPHER DIGITAL INC.
Sources | 1) Office of the Texas Governor, 'Governor Abbott Directs Comprehensive Data Center Audit', 3-Aug-2026. 2) Office of the Texas Governor, directive letter to PUCT Chairman Gleeson and ERCOT CEO Vegas, 10-Jun-2026. 3) ERCOT Trending Topics, 'ERCOT's New Batch Connection Process for Large Electricity Users', 18-Jun-2026. 4) ERCOT news release, 'PUCT Approves ERCOT's Batch Zero Process', 18-Jun-2026. (Excel permits one link per cell - this cell opens source 1; every source above is individually clickable on the Source Log tab.)

## Methodology and Sources
METHODOLOGY, LIMITATIONS AND FULL SOURCE LOG
SECTION | DETAIL
Sourcing hierarchy | v2 inverts v1. PRIMARY: company press releases and company data center / locations pages. SECONDARY: SEC filings (10-K, 10-Q, 20-F, 8-K exhibits and investor presentations). v1 relied on filings first, which is why it missed the IREN Sweetwater energization, IREN's Australian campus, TeraWulf's two Kentucky campuses and the Abernathy sale, Hut 8's Beacon Point, Core Scientific's AMD programme and Applied Digital's disclosed gross MW figures. In this sector the filings lag the press releases by a quarter or more.
Three capacity columns | GRID-APPROVED / SECURED is what the grid operator or utility has approved or contracted. GRID-ENERGIZED is what is physically connected and live at the substation. LIVE IT LOAD is compute actually drawing power and, usually, generating revenue. A site can be 1,400 MW energized with 0 MW of IT load - that is exactly IREN Sweetwater 1 today.
Units warning | Companies mix gross utility MW (Core Scientific, Hut 8, Riot), ERCOT-approved interconnection MW (Cipher, Galaxy) and critical IT load MW (Applied Digital, TeraWulf). Two clean conversion anchors are now available: Galaxy discloses 526 MW critical IT within 800 MW gross at Helios (1.52x), and Cipher discloses 244 MW gross equalling 168 MW IT at Barber Lake (1.452x). Applied Digital's press releases imply approx. 1.43x (430 MW utility behind 300 MW critical IT). A defensible band is therefore 1.43x to 1.52x.
Gaps | Shown as 'Not disclosed in official sources reviewed'. No figure is estimated, back-solved or carried over from a peer. The one derived figure in v1 (IREN Mackenzie at approx. 80 MW) has been REMOVED.
Analyst mapping | Where a company names a utility but not an RTO, the RTO is labelled 'analyst mapping'. These are the only inferential cells in the workbook and are marked as such in-line.
Open items CLOSED in v3 | Core Scientific published the AMD and Neocloud site-level split in its 27-Jul-2026 8-K - AMD's 377 MW covers Pecos TX, Muskogee OK and Hunt County TX; Neocloud's 152 MW covers Auburn AL and Dalton Phase 3 GA. IREN named Badajoz as the Spanish development site.
Known open items | 1) Whether Cipher's third campus lease is at Stingray - the $810m Stingray Compute LLC financing points to it, and Q2 2026 confirmed construction on schedule, but Cipher has STILL not named the site. 2) Cipher Barber Lake acreage reads 250 in the 10-K versus 587 in the Nov-2025 deck. 3) Cipher Stingray energization reads 1H CY2026 in the 10-K versus Q4 CY2026 in the deck. 4) Bitdeer Tydal's 175 MW still needs a direct read, now that a $4.7bn lease is attached to it. 5) Applied Digital withholds the locations of Polaris Forge 3 and Delta Forge 2. 6) Riot has not named the 191 MW Rockdale counterparty; the Anthropic attribution is press reporting, not company disclosure. 7) Core Scientific has not attributed gross utility MW to Hunt County. 8) Hut 8 has not named the Beacon Point tenant.
Regulatory overhang | ERCOT has paused Batch Zero classification and will not authorize large computational loads to energize while the pause holds. Classification has slipped twice - past 7-Aug-2026 and past a revised 31-Aug-2026 - with no new date. A PUCT order of 20-Aug-2026 lets conditionally base-load projects begin stability assessments. Every Texas energization date in this workbook should be treated as at risk. Cipher's Apollo is the first site in this sheet where the company has disclosed its own Batch Zero classification, as a STUDIED load.
Not covered | Bitfarms, HIVE Digital, Soluna, CleanSpark, MARA, Greenidge, Cango and non-US-listed operators.
As-of dates | Press releases run to 20-Jul-2026. Filing period ends differ: IREN FY25 10-K is 30-Jun-2025 with 8-K and press-release overlays to Jul-2026; Cipher, TeraWulf, Core Scientific, Hut 8, Riot and Bitdeer are 31-Dec-2025 with 2026 overlays; Applied Digital is 31-May-2026; Galaxy is 31-Mar-2026 with a 6-Jul-2026 overlay. This is not a single point-in-time snapshot.
As-of dates, v3 | Press releases and results run to 8-Sep-2026 and include: Core Scientific Q2 (27-Jul), Galaxy McGregor (28-Jul), Cipher Q2 (4-Aug), Hut 8 Q2 (4-Aug), TeraWulf Q2 (5-Aug), Riot Q2 (10-Aug), Bitdeer Q2 (10-Aug), PUCT good-cause order (20-Aug), Kentucky PSC approval for Justified (24-Aug), IREN FY26 (27-Aug) and Bitdeer's Milam County land purchase (1-Sep). Applied Digital had no disclosure in the window; its fiscal year ends 31-May.
Imminent catalysts | Batch Zero classification, twice delayed with no new date. Texas data center audit completion, no date given. Conversion of Riot's Corsicana letter of intent into a binding lease. Naming of Cipher's third campus. Applied Digital's next quarterly update.
FULL SOURCE LOG | Every document cited in this workbook, individually clickable
ABBOTT | Office of the Texas Governor, 'Governor Abbott Directs Comprehensive Data Center Audit', 3-Aug-2026.
ABBOTT_JUN | Office of the Texas Governor, directive letter to PUCT Chairman Gleeson and ERCOT CEO Vegas, 10-Jun-2026.
APLD_10K | Applied Digital Corp. Form 10-K FY2026 (FYE 31-May-2026), Item 1 Business - HPC Hosting, Contracted Lease Portfolio, Site and Power Pipeline.
APLD_DF1_PR | Applied Digital press release, 'Applied Digital Breaks Ground on Delta Forge 1, a 430 MW AI Factory Campus in a Southern U.S. State', 22-Jan-2026.
APLD_DF1_T_PR | Applied Digital press release, 'Applied Digital Announces New U.S. Based High Investment-Grade Hyperscaler Tenant at Delta Forge 1, a 430 MW AI Factory Campus', 23-Apr-2026.
APLD_PF2_PR | Applied Digital press release, 'Applied Digital to Break Ground on $3 Billion Polaris Forge 2 Campus in September 2025', 18-Aug-2025.
APLD_PF3_PR | Applied Digital press release, 'Applied Digital Reaches Significant Milestone, Surpassing 1 GW of Contracted Capacity with U.S. Based High Investment-Grade Hyperscaler Lease at Fourth Campus, Polaris Forge 3', 20-May-2026.
BTDR_20F | Bitdeer Technologies Group Form 20-F FY2025, Item 3.D Risk Factors and Item 4 Business.
BTDR_MILAM | Bitdeer announcement of the acquisition of approximately 200 acres of greenfield land in Milam County, Texas for approximately $100 million in cash, 1-Sep-2026, furnished on Form 6-K.
BTDR_OPS | Bitdeer Technologies Group monthly Production and Operations Updates (furnished to the SEC on Form 6-K and posted to the IR site), Sep-2025 through Mar-2026.
BTDR_Q2_DECK | Bitdeer Q2 2026 supplemental investor presentation, 10-Aug-2026, furnished on Form 6-K.
BTDR_Q2_PR | Bitdeer press release, 'Bitdeer Reports Unaudited Financial Results for the Second Quarter Ended June 30, 2026', 10-Aug-2026.
CIFR_10K | Cipher Mining Inc. Form 10-K FY2025 (FYE 31-Dec-2025), filed 24-Feb-2026, Item 1 Business - Data Center Portfolio / Site Pipeline.
CIFR_10Q | Cipher Digital Inc. Form 10-Q for the quarter ended 31-Mar-2026.
CIFR_8K_DECK | Cipher Mining Inc. Form 8-K Ex-99.2, Business Update Presentation, 3-Nov-2025, slides 3, 4, 6, 10, 11, 12.
CIFR_8K_PR | Cipher Mining Inc. Form 8-K Ex-99.1, 'Third Quarter 2025 Business Update', 3-Nov-2025.
CIFR_GRID_PR | Cipher Digital press release, 'Cipher Digital Announces Appointment of Bill Blevins as Head of Grid Strategies' (joined from ERCOT, where he was Director of Grid Coordination), 16-Jun-2026.
CIFR_MAR_PR | Cipher Digital press release, 'Cipher Digital Announces Business Updates' (third data center campus lease; $200m revolving credit facility), 25-Mar-2026.
CIFR_NOTES_PR | Cipher Digital press release, 'Cipher Digital Inc. Announces Pricing of $810.0 Million of Senior Secured Notes' issued by wholly-owned subsidiary Stingray Compute LLC, 8-Jun-2026.
CIFR_Q1_PR | Cipher Digital press release, 'Cipher Digital Provides First Quarter 2026 Business Update', 5-May-2026.
CIFR_Q2_PR | Cipher Digital press release, 'Cipher Digital Provides Second Quarter 2026 Business Update', 4-Aug-2026.
CIFR_Q2_SEC | Cipher Digital Inc., Q2 2026 business update, 8-K exhibit filed 4-Aug-2026.
CIFR_Q2_XCRIPT | Cipher Digital Q2 2026 earnings call and supplemental slides, 4-Aug-2026 - development pipeline of 5.3 GW across 11 sites.
CIFR_Q4_PR | Cipher Digital press release, 'Cipher Digital Provides Fourth Quarter and Full Year 2025 Business Update' (rebrand; divestment of 49% of Alborz, Bear and Chief), 24-Feb-2026.
CORZ_10K | Core Scientific, Inc. Form 10-K FY2025 (FYE 31-Dec-2025), Item 1 Business - gross utility power capacity by facility and utility.
CORZ_10K24 | Core Scientific, Inc. Form 10-K FY2024 (FYE 31-Dec-2024), filed 27-Feb-2025, gross utility power capacity table.
CORZ_10Q_Q2 | Core Scientific, Inc. Form 10-Q for the quarter ended 30-Jun-2026.
CORZ_AMD_PR | Core Scientific 8-K / press release announcing the AMD partnership: potential to support up to 2.5 GW of leasable capacity, anchored by 15-year agreements for approx. 530 MW across five sites, Jul-2026.
CORZ_DENTON_PR | Core Scientific press release, 'Core Scientific and CoreWeave Announce $1.2 Billion Expansion at Denton, TX Site'.
CORZ_Q2_8K | Core Scientific, Inc. Form 8-K filed 27-Jul-2026 disclosing the AMD and Neocloud lease agreements and the sites covered.
CORZ_Q2_DECK | Core Scientific, Inc. Form 8-K Ex-99.2, Q2 FY26 earnings deck, 28-Jul-2026.
CORZ_Q2_PR | Core Scientific press release, 'Core Scientific Announces Second Quarter 2026 Results', 27-Jul-2026.
CORZ_Q2_XCRIPT | Core Scientific Q2 2026 earnings call, 28-Jul-2026 (transcript) - new site pipeline of more than 2 GW of potential incremental power.
CORZ_WEB | Core Scientific corporate website, High-Density Data Centers / data center locations.
ERCOT_BB | Baker Botts, 'Texas Large Load Interconnection Update: ERCOT Batch Zero Pause and Verification Process', Aug-2026 - law-firm summary of the ERCOT pause, the PUCT good-cause order of 20-Aug-2026 and the verification process. NOTE: third-party commentary, cited for navigation only; verify against ERCOT market notices before publication.
ERCOT_LLI | ERCOT, Large Load Integration - Batch Zero Interconnection Study Process.
ERCOT_PAUSE | ERCOT Market Notice M-A080326-01, 'Update Regarding Batch Zero Timelines', 3-Aug-2026.
ERCOT_TT | ERCOT Trending Topics, 'ERCOT's New Batch Connection Process for Large Electricity Users', 18-Jun-2026.
GLXY_8K | Galaxy Digital Inc. Form 8-K Ex-99.1, 'Galaxy Completes ERCOT Interconnection Studies and Secures Approval for Additional 830 Megawatts at Helios', 15-Jan-2026.
GLXY_MCG_PR | Galaxy press release, 'Galaxy Expands Data Center Footprint with Acquisition of 500 Acre Campus in McGregor, Texas', 28-Jul-2026.
GLXY_P1_PR | Galaxy press release, 'Galaxy Completes Phase I of Its Helios Data Center Campus, Delivering 133 Megawatts of Critical IT Load to CoreWeave', 6-Jul-2026.
GLXY_Q1 | Galaxy Digital Inc. Form 8-K Ex-99.2, Q1 2026 Investor Overview (as of 31-Mar-2026), slides 7, 14, 15, 16.
GLXY_Q2_CALL | Galaxy Digital Q2 2026 earnings call transcript, 12-Aug-2026.
GLXY_Q2_PR | Galaxy press release, 'Galaxy Announces Second Quarter 2026 Financial Results', 5-Aug-2026.
GLXY_Q2_SEC | Galaxy Digital Inc. Form 8-K Ex-99.1, 'Galaxy Announces Second Quarter 2026 Financial Results', 5-Aug-2026 - Corporate Updates and Data Center Business sections.
GLXY_Q2_XCRIPT | Galaxy Digital Q2 2026 earnings call, 5-Aug-2026 (transcript). Management commentary on the Batch Zero classification of Caspian and Selene.
HUT_10K | Hut 8 Corp. Form 10-K FY2025 (FYE 31-Dec-2025), Item 1 Business - Exhibit 1 assets under management, Exhibit 2 assets under development and construction, Exhibit 4 development pipeline.
HUT_BP1_PR | Hut 8 press release, 'Hut 8 Commercializes First Phase of 1 GW Beacon Point AI Data Center Campus with 15-Year, 352 MW IT Lease with Base-Term Contract Value of $9.8 Billion', May-2026.
HUT_BP2_PR | Hut 8 press release, 'Hut 8 Fully Commercializes 1 GW Beacon Point AI Data Center Campus with Second 352 MW IT Lease, Bringing Campus-Level Base-Term Contract Value to $19.6 Billion', Jul-2026.
HUT_BP_WEB | Hut 8 corporate website, Beacon Point data center page.
HUT_Q1_PR | Hut 8 press release, 'Hut 8 Reports First Quarter 2026 Results', 6-May-2026.
HUT_Q2_PR | Hut 8 press release, 'Hut 8 Reports Second Quarter 2026 Results', 4-Aug-2026.
HUT_RB_PR | Hut 8 press release, 'Hut 8 Signs 15-Year, 245 MW AI Data Center Lease at River Bend Campus with Total Contract Value of $7.0 Billion', 17-Dec-2025.
HUT_RB_WEB | Hut 8 corporate website, River Bend data center page.
IREN_10K | IREN Ltd Form 10-K FY2025 (FYE 30-Jun-2025), filed 28-Aug-2025, Item 1 Business / Item 2 Properties.
IREN_ARR_PR | IREN press release, 'IREN Signs $2.8bn in New Customer Contracts with Leading AI Developers, Raises 2026 ARR Target to over $4bn', 20-Jul-2026.
IREN_AU_PR | IREN press release, 'IREN Announces First Australian Data Center Campus - 800MW in South Australia', 3-Jun-2026.
IREN_BW_PR | IREN press release, 'IREN Targets $4.4bn in ARR with Blackwell Deployment at Childress', 26-May-2026.
IREN_FY26 | IREN press release, 'IREN Reports FY26 Results' (FYE 30-Jun-2026), 27-Aug-2026.
IREN_FY26_SEC | IREN Ltd, FY26 results, 8-K exhibit filed 27-Aug-2026.
IREN_NOS_PR | IREN press release, 'IREN Completes Acquisition of Nostrum Group Expanding AI Cloud Platform to Europe', 15-Jun-2026.
IREN_Q3 | IREN, 'Business Update and Q3 FY26 Results', 8-K exhibit, 7-May-2026.
IREN_SW1_PR | IREN press release, 'IREN Announces Successful Energization of Sweetwater 1', 1-May-2026.
IREN_SW2_PR | IREN press release, 'IREN Secures 2.75GW for Data Centers in West Texas with New 600MW Grid Connection Agreement', 17-Mar-2025.
IREN_WEB_CH | IREN corporate website, Childress data center page - 'Childress Data Center ¦ 750MW AI-Optimised Facility'.
IREN_WEB_DC | IREN corporate website, Data Centers index - '6 Locations / 5 GW Total Capacity'.
IREN_WEB_OK | IREN corporate website, Oklahoma data center page - 'Oklahoma Data Center ¦ 1,600MW AI Campus in Oklahoma'.
IREN_WEB_SW | IREN corporate website, Sweetwater data center page - 'Sweetwater Data Center ¦ 2,000MW AI Campus in Texas'.
PUCT_BZ | ERCOT news release, 'PUCT Approves ERCOT's Batch Zero Process', 18-Jun-2026.
RIOT_10K | Riot Platforms, Inc. Form 10-K FY2025 (FYE 31-Dec-2025).
RIOT_10Q | Riot Platforms, Inc. Form 10-Q for the quarter ended 31-Mar-2026.
RIOT_AMD_PR | Riot Platforms press release, 'Riot Announces Fee Simple Acquisition of Land and First Data Center Lease with AMD at the Rockdale Site', Jan-2026.
RIOT_Q1 | Riot Platforms, Inc. Form 8-K Ex-99.2, Q1 2026 Earnings Presentation, 30-Apr-2026, slides 7, 8, 9, 14, 18, 22.
RIOT_Q2_PR | Riot Platforms press release, 'Riot Platforms Reports Second Quarter 2026 Financial Results and Strategic Highlights', 10-Aug-2026.
RIOT_Q2_SEC | Riot Platforms, Inc. Form 8-K Ex-99.1, Q2 2026 results, filed 10-Aug-2026.
RIOT_WEB | Riot Platforms corporate website, Corsicana location page.
WULF_10K | TeraWulf Inc. Form 10-K FY2025 (FYE 31-Dec-2025), filed 27-Feb-2026, Item 1 Business.
WULF_ANTH_PR | TeraWulf press release, 'TeraWulf Announces Anthropic Lease at Justified Data Campus and Sale of Majority Interest in Abernathy Joint Venture to Fluidstack', 6-Jul-2026.
WULF_MUSKIE_PR | TeraWulf press release, 'TeraWulf Expands Infrastructure Platform with Acquisition of 1+ GW Eastern Kentucky HPC Campus' (Muskie Data Campus), 26-May-2026.
WULF_PIPE | TeraWulf development pipeline commentary accompanying the Muskie Data Campus acquisition - pipeline grown approximately 36% to 3.8 GW across six sites.
WULF_PSC | Kentucky Public Service Commission approval of a 482 MW power agreement for TeraWulf's Justified Data Campus, 24-Aug-2026, as reported in TeraWulf investor communications.
WULF_Q2_PR | TeraWulf press release, 'TeraWulf Reports Second Quarter 2026 Results', 5-Aug-2026.
WULF_Q2_SEC | TeraWulf Inc., Q2 2026 earnings release, 8-K exhibit filed 5-Aug-2026.